## Änderungsprotokoll (hidden)
Deutsch |  |  |  | English
Version 2.4, Stand: 27.01.2021 |  |  |  | Version 2.4, Date: 27.01.2021
Behoben in.. | Art des Fehlers | Beschreibung des Fehlers | Tabellenblatt | fixed in.. | type of error | description of error | worksheet
V1.1 | Drop-Down Fehler | Bei der Eingabe der Berechnungmethode (spezifisch/prozentual) sind die Drop-Downs bei Ökostrom-Mix 2 & 3 falsch verknüpft | ANNEX 2 Spezifische Faktoren | V1.1 | Drop-Down error | Drop-Downs (Specific emission factor/Percentage composition) 'Green Electricity'-Mix 2 & 3 | ANNEX 2 Specific Factors
V1.1 | Redaktioneller Fehler | Strom-Mix Deutschland als Auswahl im KSFP ermöglichen | TEIL 2a KSFP Maßnahmen | V1.1 | editorial error | Electricity-Mix Denmark as an option in 'PART 2a CAR Measures' | TEIL 2a CAR Measures
V1.1 | Änderung | Einfügen Feedback Klimaneutralität in Zustandsermittlung | TEIL 1 Zustandsermittlung | V1.1 | change | Feedback for climate-neutral status in 'PART 1 Status assessment' | PART 1 Status assessment
V2.0 | Änderung | Zeitliche Dynamik der Emissionsfaktoren ermöglichen | Auswirkungen auf alle Tabellenblätter | V2.0 | change | Enable temporal dynamics of the emission factors | Effects on all worksheets
V2.1 | Sprachauswahl integrieren | Auswahl einer Sprachversion möglich | Auswirkung auf alle Tabellenblätter | V2.1 | Integrate language selection | Selection of a language version possible | Effects on all worksheets
V2.2 | Änderung | Strom-Mix 1/2/3 (anbieterspezifisch) entfernt | Auswirkung auf alle Tabellenblätter | V2.2 | change | Electricity-Mix 1/2/3 (supplier-specific) deleted | Effects on all worksheets
V2.3 | Änderung | Datenqualitätsindex überarbeitet | Annex 4 Data Quality Index | V2.3 | change | Data quality index revised | Annex 4 Data Quality Index
V2.3 | Änderung | TEK-Berechnung überarbeitet | Annex 3 Partial energy values | V2.3 | change | PEV-calculation revised | Annex 3 Partial energy values
V2.4 | Änderung | Änderungen am Blattschutz | Dokument | V2.4 | change | Change of sheet protection | Document

## Start
CO2 accounting tool for the application of the "Framework for carbon neutral buildings and sites" published by DGNB and the DGNB System for Buildings In Use, Version 2020
| Provided by the German Sustainable Building Council (DGNB) |  |  |  | This project is financially supported by:
| Version 2.4, Date: 27.01.2021 |  |  |  | This project was funded by the Federal Environment Agency and the Federal Ministry for the Environment, Nature Conservation and Nuclear Safety. The funds are provided by order of the German Bundestag.
All rights reserved. All information was compiled with due diligence. DGNB accepts no liability for the correctness and completeness of the content or for any changes made in the meantime.
Language:
English
Color convention of cells:
Input field
Automatic calculation field
Result field
Information field
Notes on the use of the tool:
This tool is provided free of charge by DGNB as an assistance for calculating energy and CO2 key metrics in accordance with the Framework. DGNB assumes no liability for the correctness of the calculation. Using the tool and entering data requires knowledge and understanding of the principles described in the "Framework for carbon neutral buildings and sites". The responsibility for correct use of the tool lies with the user. The responsibility for correct submission for certification in the DGNB System for Buildings In Use, Version 2020 lies with the DGNB Auditor.
Change-log:
| fixed in.. | type of error | description of error | worksheet
1 | V1.1 | Drop-Down error | Drop-Downs (Specific emission factor/Percentage composition) 'Green Electricity'-Mix 2 & 3 | ANNEX 2 Specific Factors
2 | V1.1 | editorial error | Electricity-Mix Denmark as an option in 'PART 2a CAR Measures' | TEIL 2a CAR Measures
3 | V1.1 | change | Feedback for climate-neutral status in 'PART 1 Status assessment' | PART 1 Status assessment
4 | V2.0 | change | Enable temporal dynamics of the emission factors | Effects on all worksheets
5 | V2.1 | Integrate language selection | Selection of a language version possible | Effects on all worksheets
6 | V2.2 | change | Electricity-Mix 1/2/3 (supplier-specific) deleted | Effects on all worksheets
7 | V2.3 | change | Data quality index revised | Annex 4 Data Quality Index
8 | V2.3 | change | PEV-calculation revised | Annex 3 Partial energy values
9 | V2.4 | change | Change of sheet protection | Document
10

## Project
Project information
1. Required project information for PART 1 and PART 2
Selection of the application, accounting scope and reporting period
| Application |  |  | Please select
| Accounting scope |  |  | Please select
| Reporting period |  |  | [MM.YYYY - MM.YYYY]
Required information if accounting scope "Operation and Construction" is selected (according to EN 15978 or similar)
| GHG emissions - product stage (A1-A3) |  |  | [kgCO2eq]
| GHG emissions - use stage (B1+B4) |  |  | [kgCO2eq]
| GHG emissions - end of life stage and recycling potentials (C3+C4+D) |  |  | [kgCO2eq]
| Initial greenhouse gas (GHG) emissions of the scope "Construction" |  | 0 | [kgCO2eq]
| Data quality indicator (DQI) for accounting scope "Construction" |  | currently no input necessary | [-]
Required information if used for the DGNB System Buildings In Use, Version 2020
Please open row 20 to 22
| DGNB contract number |  |  | [-]
| Project name |  |  | [Description]
| DGNB Auditor |  |  | [Name, Organisation]
2. Required project information for PART 3
Building details
| Owner of the building |  |  | [Name, Organisation]
| Building project / Project name |  |  | [Description]
| Street |  |  | [Description]
| City |  |  | [Description]
| ZIP-code |  |  | [Description]
| Year of completion of the building |  |  | [YYYY]
| Year of the last substantial renovation |  |  | [YYYY]
| Building usage type |  |  | [Description]
| Adequate reference unit |  |  | eg. persons, beds, …
| Quantification of adequete reference unit |  |  | eg. [nPersons], [nBeds], ...
Information on data provision
| Date of data collection |  |  | [DD.MM.YYYY]
| Data collected by … |  |  | [Name, Organisation]
| Data checked by … |  |  | [Name, Organisation]
Building area
| "Net floor area“ (NFA) according to DIN 277:2016 or similar |  |  | [m²] | Note:
| "Gross floor area“ (GFA) according to DIN 277:2016 or similar |  |  | [m²]
3. Optional project information for PART 3
Optional area information on the building
| Residental: Reference floor area according national energy regulation |  |  | [m²]
| Non-residental: Reference floor area according national energy regulation |  |  | [m²]
| Common Area |  |  | [m²]
| Tenant Space |  |  | [m²]
| Adequate reference unit |  |  | Definition of own reference area
| Quantification of adequate reference unit |  |  | [m²]
Optional information on the building
| Building management |  |  | [direct/indirect]
| direct building management | Indirektes Gebäudemanagement
| Vacancy rate |  |  | [%]
| Primary energy demand according to national energy regulation |  |  | [kWh/a*m2]
| Energy efficiency class according to national energy regulation |  |  | [Class]
| GHG intensity of building operations according to national energy regulation |  |  | [kWh/a*m2]
Optional information on further greenhouse gas emissions (outside the accounting scope "Operation and Construction")
| GHG emissions for mobility |  |  | [kgCO2eq]
[kgCO2eq]
[kgCO2eq]
| Purchased GHG emission certificates (carbon off-set) |  |  | [kgCO2eq]
Optional information on the use of refrigerants
| Refrigerant - type |  |  | [-]
| Refrigerant - amount |  |  | [m3]
| Refrigerant - CO2 factor |  |  | [kgCO2eq/m3]
Optional information on system/grid support
| Information on system/grid support |  |  | [-] | Note: Perspective query
Note on E7: Bezug zu Blatt "TEIL 1 Zustandsermittlung" beachten: Bei Anwendung von "DGNB System Gebäude im Betrieb (Betrachtung 3 Jahre)" muss im TEIL 1 die Gruppierung in Spalte F und G manuell eingeblendet werden.
Note on E58: Definition gemäß GRESB: Indirectly managed assets: This definition and the definition of Managed assets are solely based on the landlord/tenant relationship. Assets or buildings for which the tenant is determined to have 'operational control' where operational control is defined as having the ability to introduce and implement operating and/ or environmental policies and measures. In case both the landlord and tenant have the authority to introduce and implement any or all of the policies and measures mentioned above, the asset or building should be reported as a Managed asset. Where a single tenant has the sole authority to introduce and implement operating and/or environmental policies and measures, the tenant should be assumed to have operational control, so it should be considered to be an Indirectly Managed asset.
Note on E60: Definition gemäß GRESB: Average annual vacancy: The average rate of vacancy per annum.

## PART 1 Status assessment
Check result DGNB climate positive award 2020 ¦ DGNB CO2 accounting tool
DGNB contract number
Project name
DGNB Auditor
Datum
Part 1a): Initial status assessment - balance of GHG emissions
Note: If used for the DGNB System "Buildings In Use" (3-year evaluation), please show the columns group F-H.
| Calculation of the initial value for the Climate Action Roadmap (CAR) |  |  |  | data for | data for | data for
| This is done either on the basis of 1 year (data entry in column H) |  |  | Year | 2017 | 2018 | 2019
or averaged over 3 years (data entry columns F-H)
Final energy imported into the system boundary ("Import")
According to the Framework: GHG emissions related to building energy import ("Import").
Electrical energy
1. Measured data available:
Electrical energy - Energy source 1.1
Type of energy source
|  | CO2 factor |  | [kgCO2eq/kWh] | Select energy source | Select energy source | Select energy source
|  | Amount of energy |  | [kWh]
Electrical energy - Energy source 1.2
Type of energy source
|  | CO2 factor |  | [kgCO2eq/kWh] | Select energy source | Select energy source | Select energy source
|  | Amount of energy |  | [kWh]
Electrical energy - Energy source 1.3
Type of energy source
|  | CO2 factor |  | [kgCO2eq/kWh] | Select energy source | Select energy source | Select energy source
|  | Amount of energy |  | [kWh]
Strom - Energieträger 1.4
Art des Energieträgers
CO2-Faktor [kgCO2eq/kWh]
|  | Energieverbrauch |  | [kWh]
Strom - Energieträger 1.5
Art des Energieträgers
CO2-Faktor [kgCO2eq/kWh]
|  | Energieverbrauch |  | [kWh]
2. Measured data not available:
| Note: | Calculation of energy data see tab "ANNEX 3 Partial energy values".
Subarea 1/Consumer 1 - Electrical energy
Type of energy source
|  | CO2 factor |  | [kgCO2eq/kWh] | Select energy source | Select energy source | Select energy source
|  | Amount of energy |  | [kWh]
Subarea 2/Consumer 2 - Electrical energy
Type of energy source
|  | CO2 factor |  | [kgCO2eq/kWh] | Select energy source | Select energy source | Select energy source
|  | Amount of energy |  | [kWh]
Subarea 3/Consumer 3 - Electrical energy
Type of energy source
|  | CO2 factor |  | [kgCO2eq/kWh] | Select energy source | Select energy source | Select energy source
|  | Amount of energy |  | [kWh]
Thermal energy
| Note: | Cooling systems using a chiller is accounted for under "Electrical energy".
1. Measured data available:
Thermal energy - Energy source 1.1
Type of energy source
|  | CO2 factor |  | [kgCO2eq/kWh] | Select energy source | Select energy source | Select energy source
|  | Amount of energy |  | [kWh]
Thermal energy - Energy source 1.2
Type of energy source
|  | CO2 factor |  | [kgCO2eq/kWh] | Select energy source | Select energy source | Select energy source
|  | Amount of energy |  | [kWh]
Thermal energy - Energy source 1.3
Type of energy source
|  | CO2 factor |  | [kgCO2eq/kWh] | Select energy source | Select energy source | Select energy source
|  | Amount of energy |  | [kWh]
Wärme - Energieträger 1.4
Art des Energieträgers
CO2-Faktor [kgCO2eq/kWh]
|  | Energieverbrauch |  | [kWh]
Wärme - Energieträger 1.5
Art des Energieträgers
CO2-Faktor [kgCO2eq/kWh]
|  | Energieverbrauch |  | [kWh]
2. Measured data not available:
| Note: | Calculation of energy data see tab "ANNEX 3 Partial energy values".
Subarea 1/Consumer 1 - Thermal energy
Type of energy source
|  | CO2 factor |  | [kgCO2eq/kWh] | Select energy source | Select energy source | Select energy source
|  | Amount of energy |  | [kWh]
Subarea 2/Consumer 2 - Thermal energy
Type of energy source
|  | CO2 factor |  | [kgCO2eq/kWh] | Select energy source | Select energy source | Select energy source
|  | Amount of energy |  | [kWh]
Subarea 3/Consumer 3 - Thermal energy
Type of energy source
|  | CO2 factor |  | [kgCO2eq/kWh] | Select energy source | Select energy source | Select energy source
|  | Amount of energy |  | [kWh]
Final energy produced on-site
Required for calculating self-generated fraction of consumed final energy.
Electrical energy
Produced electricity
Type of energy source
|  | CO2 factor |  | [kgCO2eq/kWh] | Select energy source | Select energy source | Select energy source
|  | Amount of energy |  | [kWh]
Thermal energy
Produced heating
Type of energy source
|  | CO2 factor |  | [kgCO2eq/kWh] | Select energy source | Select energy source | Select energy source
|  | Amount of energy |  | [kWh]
Produced cooling
Type of energy source
|  | CO2 factor |  | [kgCO2eq/kWh] | Select energy source | Select energy source | Select energy source
|  | Amount of energy |  | [kWh]
Final energy exported beyond the system boundary
According to the Framework: Avoided GHG emissions by on-site generated energy fed into the grid (“Export”).
Electrical energy
Electricity produced and exported beyond the system boundary
Type of energy source
Electricity Mix Germany
|  | CO2 factor |  | [kgCO2eq/kWh] | 0.5748 | 0.532 | 0.5607
|  | Amount of energy |  | [kWh]
Thermal energy
Heating produced and exported beyond the system boundary
Type of energy source
|  | CO2 factor |  | [kgCO2eq/kWh] | Select energy source | Select energy source | Select energy source
|  | Amount of energy |  | [kWh]
Cooling produced and exported beyond the system boundary
Type of energy source
|  | CO2 factor |  | [kgCO2eq/kWh] | Select energy source | Select energy source | Select energy source
|  | Amount of energy |  | [kWh]
Balance of GHG emissions (CO2 emission balance)
Accounting scope "Operation"
GHG balance for operation
|  | GHG emissions from imported final energy ("Import") |  | [kgCO2eq/a] | 0 | 0 | 0
|  | GHG emissions from exported final energy ("Export") |  | [kgCO2eq/a] | 0 | 0 | 0
|  | Balance of GHG emissions |  | [kgCO2eq/a] | 0 | 0 | 0
|  | Balance of GHG emissions (area-specific) |  | [kgCO2eq/a*NRF] | no net floor space | no net floor space | no net floor space
Carbon neutral operation
|  | Is the building / site operated carbon neutral? |  |  | YES | YES | YES
| Data Quality Index (DQI) for accounting scope "Operation" |  |  |  | Calculation in ANNEX 4 | Calculation in ANNEX 4 | Calculation in ANNEX 4
NOTE: The Data Quality Index (DQI) must be recalculated every year in "ANNEX 4 Data Quality Index". When transfering the DQI results, make sure that no links are created.
Accounting scope "Operation and Construction"
Annual GHG emissions (informative)
|  | GHG emissions to be compensated annually carbon neutral in "Operation and Construction" until 2050 |  | [kgCO2eq/a] | Accounting scope "Operation" | Accounting scope "Operation" | Accounting scope "Operation"
|  | Annual balance of GHG emissions in "Operation and Construction" |  | [kgCO2eq/a] | Accounting scope "Operation" | Accounting scope "Operation" | Accounting scope "Operation"
DGNB "Climate Positive" Award
Please open row 220 to 229
Minimum requirements
|  | 1. Evidence based on measured values of a negative annual balance of GHG emissions for accounting scope "Operation" according to the Framework |  |  | Requirement not fulfilled | Requirement not fulfilled | Requirement not fulfilled
2. Requirements for the quality of the building envelope are met?
|  | 3. Disclosure of the self-generated fraction of consumed final energy |  | [%] | 0% | 0% | 0%
|  | 4. Disclosure of the realised fraction of solar renewable potential |  | [%]
|  | 4.1 Opaque surfaces used for solar energy (activated area) |  | [m²]
|  | 4.2 Opaque surfaces available for solar energy (available area) |  | [m²]
|  | Are the requirements for the "Climate Positive" award (accounting scope "Operation") met? |  |  | NO | NO | NO
|  | Inhaltliche Voraussetzungen für Auszeichnung Klimapositiv (Bilanzrahmen Betrieb und Konstruktion) vorliegend? |  |  | NO | NO | NO
Folgende Tabelle dient als Berechnungsgrundlage für die THG-Bilanz und Kennzahlen für Reporting
Energieträger |  | Datenquelle | (Anteil) EE | Scopes
Final energy imported into the system boundary ("Import")
Elektrische Energie
Elektrische Energie (Zugeführte Energiemenge)
Electricity Mix Germany |  | ÖKOBAUDAT-Datenbank (Stand: 19.02.2020) | 0% | Scope 2 | 0 | 0 | 0
'Green Electricity'-Mix 1 (supplier-specific) |  |  | 100% | Scope 2 | 0 | 0 | 0
'Green Electricity'-Mix 2 (supplier-specific) |  |  | 100% | Scope 2 | 0 | 0 | 0
'Green Electricity'-Mix 3 (supplier-specific) |  |  | 100% | Scope 2 | 0 | 0 | 0
Emission factor 1 (project-specific) |  |  | 0% | Scope 2 | 0 | 0 | 0
Emission factor 2 (project-specific) |  |  | 0% | Scope 2 | 0 | 0 | 0
Emission factor 3 (project-specific) |  |  | 0% | Scope 2 | 0 | 0 | 0
Elektrische Energie (Emissionsfaktoren)
Electricity Mix Germany |  |  |  |  | 0.5748 | 0.532 | 0.5607
'Green Electricity'-Mix 1 (supplier-specific) |  |  |  |  | Calculation in ANNEX 2 | Calculation in ANNEX 2 | Calculation in ANNEX 2
'Green Electricity'-Mix 2 (supplier-specific) |  |  |  |  | Calculation in ANNEX 2 | Calculation in ANNEX 2 | Calculation in ANNEX 2
'Green Electricity'-Mix 3 (supplier-specific) |  |  |  |  | Calculation in ANNEX 2 | Calculation in ANNEX 2 | Calculation in ANNEX 2
Emission factor 1 (project-specific) |  |  |  |  | Calculation in ANNEX 2 | Calculation in ANNEX 2 | Calculation in ANNEX 2
Emission factor 2 (project-specific) |  |  |  |  | Calculation in ANNEX 2 | Calculation in ANNEX 2 | Calculation in ANNEX 2
Emission factor 3 (project-specific) |  |  |  |  | Calculation in ANNEX 2 | Calculation in ANNEX 2 | Calculation in ANNEX 2
Thermische Energie
Thermische Energie (Zugeführte Energiemenge)
Final energy from wood chips |  | ÖKOBAUDAT-Datenbank (Stand: 19.02.2020) | 100% | Scope 1 | 0 | 0 | 0
Final energy from wood pellets |  | ÖKOBAUDAT-Datenbank (Stand: 19.02.2020) | 100% | Scope 1 | 0 | 0 | 0
Final energy from biogas-mix Germany, upper heating value |  | GaBi-Datenbank | 100% | Scope 1 | 0 | 0 | 0
Final energy from biogas-mix Germany, lower heating value |  | GaBi-Datenbank | 100% | Scope 1 | 0 | 0 | 0
Final energy from gas, upper heating value |  | ÖKOBAUDAT-Datenbank (Stand: 19.02.2020) | 0% | Scope 1 | 0 | 0 | 0
Final energy from gas, lower heating temperature |  | ÖKOBAUDAT-Datenbank (Stand: 19.02.2020) | 0% | Scope 1 | 0 | 0 | 0
Final energy from oil, upper and lower heating value |  | ÖKOBAUDAT-Datenbank (Stand: 19.02.2020) | 0% | Scope 1 | 0 | 0 | 0
Final energy district heating from biogas (100%) |  | ÖKOBAUDAT-Datenbank (Stand: 19.02.2020) | 100% | Scope 2 | 0 | 0 | 0
Final energy district heating from biomass (solid) |  | ÖKOBAUDAT-Datenbank (Stand: 19.02.2020) | 100% | Scope 2 | 0 | 0 | 0
Final energy district heating (120-400 kW) |  | ÖKOBAUDAT-Datenbank (Stand: 19.02.2020) | 0% | Scope 2 | 0 | 0 | 0
Final energy district heating (20-120 kW) |  | ÖKOBAUDAT-Datenbank (Stand: 19.02.2020) | 0% | Scope 2 | 0 | 0 | 0
District heating 1 (supplier-specific) |  |  | 0% | Scope 2 | 0 | 0 | 0
District heating 2 (supplier-specific) |  |  | 0% | Scope 2 | 0 | 0 | 0
District heating 3 (supplier-specific) |  |  | 0% | Scope 2 | 0 | 0 | 0
Heating-Mix Germany (source DGNB, 2018) |  | DGNB | 0% | Scope 2 | 0 | 0 | 0
District cooling 1 (supplier-specific) |  |  | 0% | Scope 2 | 0 | 0 | 0
District cooling 2 (supplier-specific) |  |  | 0% | Scope 2 | 0 | 0 | 0
District cooling 3 (supplier-specific) |  |  | 0% | Scope 2 | 0 | 0 | 0
Thermische Energie (Emissionsfaktoren)
Final energy from wood chips |  |  |  |  | 0.007479 | 0.007479 | 0.007479
Final energy from wood pellets |  |  |  |  | 0.02108 | 0.02108 | 0.02108
Final energy from biogas-mix Germany, upper heating value |  |  |  |  | - | - | -
Final energy from biogas-mix Germany, lower heating value |  |  |  |  | - | - | -
Final energy from gas, upper heating value |  |  |  |  | 0.2348 | 0.2348 | 0.2348
Final energy from gas, lower heating temperature |  |  |  |  | 0.2339 | 0.2339 | 0.2339
Final energy from oil, upper and lower heating value |  |  |  |  | 0.2996 | 0.2996 | 0.2996
Final energy district heating from biogas (100%) |  |  |  |  | 0.05629 | 0.05629 | 0.05629
Final energy district heating from biomass (solid) |  |  |  |  | 0.01153 | 0.01153 | 0.01153
Final energy district heating (120-400 kW) |  |  |  |  | 0.2744 | 0.2744 | 0.2744
Final energy district heating (20-120 kW) |  |  |  |  | 0.2763 | 0.2763 | 0.2763
District heating 1 (supplier-specific) |  |  |  |  | Calculation in ANNEX 2 | Calculation in ANNEX 2 | Calculation in ANNEX 2
District heating 2 (supplier-specific) |  |  |  |  | Calculation in ANNEX 2 | Calculation in ANNEX 2 | Calculation in ANNEX 2
District heating 3 (supplier-specific) |  |  |  |  | Calculation in ANNEX 2 | Calculation in ANNEX 2 | Calculation in ANNEX 2
Heating-Mix Germany (source DGNB, 2018) |  |  |  |  | 0.231 | 0.231 | 0.231
District cooling 1 (supplier-specific) |  |  |  |  | Calculation in ANNEX 2 | Calculation in ANNEX 2 | Calculation in ANNEX 2
District cooling 2 (supplier-specific) |  |  |  |  | Calculation in ANNEX 2 | Calculation in ANNEX 2 | Calculation in ANNEX 2
District cooling 3 (supplier-specific) |  |  |  |  | Calculation in ANNEX 2 | Calculation in ANNEX 2 | Calculation in ANNEX 2
THG-Emissionen Scopes
|  | SCOPE1 |  |  | 0 | 0 | 0
|  | SCOPE2 |  |  | 0 | 0 | 0
Energiebedarf Gebäudefern
|  | Elektrisch EE |  |  | 0 | 0 | 0
|  | Elektrisch NE |  |  | 0 | 0 | 0
|  | Thermisch EE |  |  | 0 | 0 | 0
|  | Thermisch NE |  |  | 0 | 0 | 0
Info |  | Wärme EE |  |  | 0 | 0 | 0
|  | Wärme NE |  |  | 0 | 0 | 0
|  | Kälte EE |  |  | 0 | 0 | 0
|  | Kälte NE |  |  | 0 | 0 | 0
Final energy produced on-site
Elektrische Energie
Electricity from solar radiation energy |  | DGNB | 100% | Scope 1 | 0 | 0 | 0
Electricity from wind power |  | DGNB | 100% | Scope 1 | 0 | 0 | 0
Thermische Energie
Geothermal energy |  | DGNB | 100% | Scope 1 | 0 | 0 | 0
Environmental heat |  | DGNB | 100% | Scope 1 | 0 | 0 | 0
Solar thermal energy |  | DGNB | 100% | Scope 1 | 0 | 0 | 0
Cooling source by renewable energy |  | DGNB | 100% | Scope 1 | 0 | 0 | 0
Produzierte Endenergie
|  | Produzierte Endenergie Strom |  |  | 0 | 0 | 0
|  | Produzierte Endenergie Wärme |  |  | 0 | 0 | 0
|  | Produzierte Endenergie Kälte |  |  | 0 | 0 | 0
Final energy exported beyond the system boundary
Elektrische Energie
Electricity Mix Germany |  | ÖKOBAUDAT-Datenbank |  |  | 0 | 0 | 0
Strom Jahresspezifischer CO2-Faktor |  |  |  |  | 0.5748 | 0.532 | 0.5607
Thermische Energie
Thermische Energie (bereitgestellte Energiemenge)
District heating 1 (supplier-specific) |  |  |  |  | 0 | 0 | 0
District heating 2 (supplier-specific) |  |  |  |  | 0 | 0 | 0
District heating 3 (supplier-specific) |  |  |  |  | 0 | 0 | 0
Heating-Mix Germany (source DGNB, 2018) |  | DGNB |  |  | 0 | 0 | 0
District cooling 1 (supplier-specific) |  |  |  |  | 0 | 0 | 0
District cooling 2 (supplier-specific) |  |  |  |  | 0 | 0 | 0
District cooling 3 (supplier-specific) |  |  |  |  | 0 | 0 | 0
Thermische Energie (Emissionsfaktoren)
District heating 1 (supplier-specific) |  |  |  |  | Calculation in ANNEX 2 | Calculation in ANNEX 2 | Calculation in ANNEX 2
District heating 2 (supplier-specific) |  |  |  |  | Calculation in ANNEX 2 | Calculation in ANNEX 2 | Calculation in ANNEX 2
District heating 3 (supplier-specific) |  |  |  |  | Calculation in ANNEX 2 | Calculation in ANNEX 2 | Calculation in ANNEX 2
Heating-Mix Germany (source DGNB, 2018) |  |  |  |  | 0.231 | 0.231 | 0.231
District cooling 1 (supplier-specific) |  |  |  |  | Calculation in ANNEX 2 | Calculation in ANNEX 2 | Calculation in ANNEX 2
District cooling 2 (supplier-specific) |  |  |  |  | Calculation in ANNEX 2 | Calculation in ANNEX 2 | Calculation in ANNEX 2
District cooling 3 (supplier-specific) |  |  |  |  | Calculation in ANNEX 2 | Calculation in ANNEX 2 | Calculation in ANNEX 2
Bereitgestellte Endenergie
|  | Produzierter und bereitgestellter Strom |  |  | 0 | 0 | 0
|  | Produzierte und bereitgestellte Wärme |  |  | 0 | 0 | 0
|  | Produzierte und bereitgestellte Kälte |  |  | 0 | 0 | 0
Weitere Kennzahlen:
"Produzierte und selbstgenutzte Endenergie" (Selbstnutzung) = "Selbsterzeugte Endenergie verwendet zur Bedarfsdeckung" (Eigenversorgung) - siehe DIN 18599-1:2018-09 Kapitel F.3 und Definition Annex 5
|  | Produzierte und selbst genutzte Energie Strom |  |  | 0 | 0 | 0
|  | Produzierte und selbst genutzte Energie Wärme |  |  | 0 | 0 | 0
|  | Produzierte und selbst genutzte Energie Kälte |  |  | 0 | 0 | 0
Selbstnutzungsanteil - Auswertung verschiedener Arten - siehe DIN 18599-1:2018-09 Kapitel F.3 und Definition Annex 5
|  | Selbstnutzungsanteil (Strom) |  |  | 0% | 0% | 0%
|  | Selbstnutzungsanteil (Wärme) |  |  | 0% | 0% | 0%
|  | Selbstnutzungsanteil (Kälte) |  |  | 0% | 0% | 0%
|  | Selbstnutzungsanteil (gesamt) |  |  | 0% | 0% | 0%
Eigenversorgungsanteil - Auswertung verschiedener Arten - siehe DIN 18599-1:2018-09 Kapitel F.3 und Definition Annex 5
|  | Eigenversorgungsanteil (Strom) |  |  | 0% | 0% | 0%
|  | Eigenversorgungsanteil (Wärme) |  |  | 0% | 0% | 0%
|  | Eigenversorgungsanteil (Kälte) |  |  | 0% | 0% | 0%
|  | Eigenversorgungsanteil (gesamt) - siehe auch Zeile 224 |  |  | 0% | 0% | 0%
Kennwert "Lokaler Beitrag zum klimapositiven Gebäudebetrieb"
|  | GHG emissions from exported final energy ("Export") / GHG emissions from imported final energy ("Import") |  |  | 0% | 0% | 0%
Spezifische Kennwerte:
"Von außerhalb zugeführte Endenergie"
|  | Zugeführte Endenergie Strom |  | kWh/m²NRF a | no net floor space | no net floor space | no net floor space
|  | Zugeführte Endenergie Wärme |  | kWh/m²NRF a | no net floor space | no net floor space | no net floor space
|  | Zugeführte Endenergie Kälte |  | kWh/m²NRF a | no net floor space | no net floor space | no net floor space
"Produzierte Endenergie"
|  | Produzierte Endenergie Strom |  | kWh/m²NRF a | no net floor space | no net floor space | no net floor space
|  | Produzierte Endenergie Wärme |  | kWh/m²NRF a | no net floor space | no net floor space | no net floor space
|  | Produzierte Endenergie Kälte |  | kWh/m²NRF a | no net floor space | no net floor space | no net floor space
"Nach außerhalb bereitgestellte Endenergie"
|  | Bereitgestellte Endenergie Strom |  | kWh/m²NRF a | no net floor space | no net floor space | no net floor space
|  | Bereitgestellte Endenergie Wärme |  | kWh/m²NRF a | no net floor space | no net floor space | no net floor space
|  | Bereitgestellte Endenergie Kälte |  | kWh/m²NRF a | no net floor space | no net floor space | no net floor space
Note on H18: Bezugsjahr Als Jahreszahl ist jenes Jahr zu verwenden, in dem der überwiegende Teil der Berichtsperiode liegt. Liegen die Daten genau halbjährig vor, so ist die Jahreszahl des letzten Berichtsmonats zu verwenden.
Note on B21: Begriffsdefinition nach DIN V 18599-1: 2018-09 siehe ANNEX 5
Note on B139: Begriffsdefinition nach DIN V 18599-1: 2018-09 siehe ANNEX 5
Note on B165: Begriffsdefinition nach DIN V 18599-1: 2018-09 siehe ANNEX 5

## PART 2a CAR Measures
PART 2a): Climate Action Roadmap – action plan to achieve climate action targets
Current year of evaluation:
| 2019 |  |  | Year |  | Data for | Data for | Data for | Data for | Data for | Data for | Data for | Data for | Data for | Data for | Data for | Data for | Data for | Data for | Data for | Data for | Data for | Data for | Data for | Data for | Data for | Data for | Data for | Data for | Data for | Data for | Data for | Data for | Data for | Data for | Data for
[5 empty] | Initial value of CAR | 2020 | 2021 | 2022 | 2023 | 2024 | 2025 | 2026 | 2027 | 2028 | 2029 | 2030 | 2031 | 2032 | 2033 | 2034 | 2035 | 2036 | 2037 | 2038 | 2039 | 2040 | 2041 | 2042 | 2043 | 2044 | 2045 | 2046 | 2047 | 2048 | 2049 | 2050
| Scheduled point in time for the achievement "carbon-neutral building operation": |  |  |  | 0 | planned | planned | planned | planned | planned | planned | planned | planned | planned | planned | planned | planned | planned | planned | planned | planned | planned | planned | planned | planned | planned | planned | planned | planned | planned | planned | planned | planned | planned | planned | planned
| 2050 |  |  | Year
Measures
Action area 1 (optional)
Action area 2 (optional)
Description of the measures/groups of measures
Important note when using 'Green Electricity': According to the framework (p. 32), green electricity can only be used as the final measure in the Climate Action Roadmap if this step achieves a carbon-neutral CO2 balance (steering effect).
When using the CAR for reporting in actual operation: According to the framework (p. 32), the earliest possible use in actual operation makes perfect sense and should be considered for reporting.
| GHG emissions (Module B5 according to EN 15978) |  |  | [kgCO2eq]
Row(s) in Climate Action Roadmap
Final energy imported into the system boundary ("Import")
According to the Framework: GHG emissions related to building energy import ("Import").
Electrical energy
1. Measured data available:
Electrical energy - Energy source 1.1
Type of energy source
|  | CO2 factor [kgCO2eq/kWh] | [kgCO2eq/kWh] |  |  | Select energy source | Select energy source | Select energy source | Select energy source | Select energy source | Select energy source | Select energy source | Select energy source | Select energy source | Select energy source | Select energy source | Select energy source | Select energy source | Select energy source | Select energy source | Select energy source | Select energy source | Select energy source | Select energy source | Select energy source | Select energy source | Select energy source | Select energy source | Select energy source | Select energy source | Select energy source | Select energy source | Select energy source | Select energy source | Select energy source | Select energy source
|  | Amount of energy | [kWh]
Electrical energy - Energy source 1.2
Type of energy source
|  | CO2 factor [kgCO2eq/kWh] | [kgCO2eq/kWh] |  |  | Select energy source | Select energy source | Select energy source | Select energy source | Select energy source | Select energy source | Select energy source | Select energy source | Select energy source | Select energy source | Select energy source | Select energy source | Select energy source | Select energy source | Select energy source | Select energy source | Select energy source | Select energy source | Select energy source | Select energy source | Select energy source | Select energy source | Select energy source | Select energy source | Select energy source | Select energy source | Select energy source | Select energy source | Select energy source | Select energy source | Select energy source
|  | Amount of energy | [kWh]
Electrical energy - Energy source 1.2
Type of energy source
|  | CO2 factor [kgCO2eq/kWh] | [kgCO2eq/kWh] |  |  | Select energy source | Select energy source | Select energy source | Select energy source | Select energy source | Select energy source | Select energy source | Select energy source | Select energy source | Select energy source | Select energy source | Select energy source | Select energy source | Select energy source | Select energy source | Select energy source | Select energy source | Select energy source | Select energy source | Select energy source | Select energy source | Select energy source | Select energy source | Select energy source | Select energy source | Select energy source | Select energy source | Select energy source | Select energy source | Select energy source | Select energy source
|  | Amount of energy | [kWh]
CAR Electrical energy - Energy source 1.1
Type of energy source
|  | CO2 factor [kgCO2eq/kWh] | [kgCO2eq/kWh] |  |  | Select energy source | Select energy source | Select energy source | Select energy source | Select energy source | Select energy source | Select energy source | Select energy source | Select energy source | Select energy source | Select energy source | Select energy source | Select energy source | Select energy source | Select energy source | Select energy source | Select energy source | Select energy source | Select energy source | Select energy source | Select energy source | Select energy source | Select energy source | Select energy source | Select energy source | Select energy source | Select energy source | Select energy source | Select energy source | Select energy source | Select energy source
|  | Amount of energy | [kWh]
CAR Electrical energy - Energy source 1.2
Type of energy source
|  | CO2 factor [kgCO2eq/kWh] | [kgCO2eq/kWh] |  |  | Select energy source | Select energy source | Select energy source | Select energy source | Select energy source | Select energy source | Select energy source | Select energy source | Select energy source | Select energy source | Select energy source | Select energy source | Select energy source | Select energy source | Select energy source | Select energy source | Select energy source | Select energy source | Select energy source | Select energy source | Select energy source | Select energy source | Select energy source | Select energy source | Select energy source | Select energy source | Select energy source | Select energy source | Select energy source | Select energy source | Select energy source
|  | Amount of energy | [kWh]
CAR Electrical energy - Energy source 1.3
Type of energy source
|  | CO2 factor [kgCO2eq/kWh] | [kgCO2eq/kWh] |  |  | Select energy source | Select energy source | Select energy source | Select energy source | Select energy source | Select energy source | Select energy source | Select energy source | Select energy source | Select energy source | Select energy source | Select energy source | Select energy source | Select energy source | Select energy source | Select energy source | Select energy source | Select energy source | Select energy source | Select energy source | Select energy source | Select energy source | Select energy source | Select energy source | Select energy source | Select energy source | Select energy source | Select energy source | Select energy source | Select energy source | Select energy source
|  | Amount of energy | [kWh]
2. Measured data not available:
Subarea 1/Consumer 1 - Electrical energy
Type of energy source
|  | CO2 factor [kgCO2eq/kWh] | [kgCO2eq/kWh] |  |  | Select energy source | Select energy source | Select energy source | Select energy source | Select energy source | Select energy source | Select energy source | Select energy source | Select energy source | Select energy source | Select energy source | Select energy source | Select energy source | Select energy source | Select energy source | Select energy source | Select energy source | Select energy source | Select energy source | Select energy source | Select energy source | Select energy source | Select energy source | Select energy source | Select energy source | Select energy source | Select energy source | Select energy source | Select energy source | Select energy source | Select energy source
|  | Amount of energy | [kWh]
Subarea 2/Consumer 2 - Electrical energy
Type of energy source
|  | CO2 factor [kgCO2eq/kWh] | [kgCO2eq/kWh] |  |  | Select energy source | Select energy source | Select energy source | Select energy source | Select energy source | Select energy source | Select energy source | Select energy source | Select energy source | Select energy source | Select energy source | Select energy source | Select energy source | Select energy source | Select energy source | Select energy source | Select energy source | Select energy source | Select energy source | Select energy source | Select energy source | Select energy source | Select energy source | Select energy source | Select energy source | Select energy source | Select energy source | Select energy source | Select energy source | Select energy source | Select energy source
|  | Amount of energy | [kWh]
Subarea 3/Consumer 3 - Electrical energy
Type of energy source
|  | CO2 factor [kgCO2eq/kWh] | [kgCO2eq/kWh] |  |  | Select energy source | Select energy source | Select energy source | Select energy source | Select energy source | Select energy source | Select energy source | Select energy source | Select energy source | Select energy source | Select energy source | Select energy source | Select energy source | Select energy source | Select energy source | Select energy source | Select energy source | Select energy source | Select energy source | Select energy source | Select energy source | Select energy source | Select energy source | Select energy source | Select energy source | Select energy source | Select energy source | Select energy source | Select energy source | Select energy source | Select energy source
|  | Amount of energy | [kWh]
CAR Subarea 1/Consumer 1 - Electrical energy
Type of energy source
|  | CO2 factor [kgCO2eq/kWh] | [kgCO2eq/kWh] |  |  | Select energy source | Select energy source | Select energy source | Select energy source | Select energy source | Select energy source | Select energy source | Select energy source | Select energy source | Select energy source | Select energy source | Select energy source | Select energy source | Select energy source | Select energy source | Select energy source | Select energy source | Select energy source | Select energy source | Select energy source | Select energy source | Select energy source | Select energy source | Select energy source | Select energy source | Select energy source | Select energy source | Select energy source | Select energy source | Select energy source | Select energy source
|  | Amount of energy | [kWh]
CAR Subarea 2/Consumer 2 - Electrical energy
Type of energy source
|  | CO2 factor [kgCO2eq/kWh] | [kgCO2eq/kWh] |  |  | Select energy source | Select energy source | Select energy source | Select energy source | Select energy source | Select energy source | Select energy source | Select energy source | Select energy source | Select energy source | Select energy source | Select energy source | Select energy source | Select energy source | Select energy source | Select energy source | Select energy source | Select energy source | Select energy source | Select energy source | Select energy source | Select energy source | Select energy source | Select energy source | Select energy source | Select energy source | Select energy source | Select energy source | Select energy source | Select energy source | Select energy source
|  | Amount of energy | [kWh]
CAR Subarea 3/Consumer 3 - Electrical energy
Type of energy source
|  | CO2 factor [kgCO2eq/kWh] | [kgCO2eq/kWh] |  |  | Select energy source | Select energy source | Select energy source | Select energy source | Select energy source | Select energy source | Select energy source | Select energy source | Select energy source | Select energy source | Select energy source | Select energy source | Select energy source | Select energy source | Select energy source | Select energy source | Select energy source | Select energy source | Select energy source | Select energy source | Select energy source | Select energy source | Select energy source | Select energy source | Select energy source | Select energy source | Select energy source | Select energy source | Select energy source | Select energy source | Select energy source
|  | Amount of energy | [kWh]
Thermal energy
| Note: | Cooling systems using a chiller is accounted for under "Electrical energy".
1. Measured data available:
Thermal energy - Energy source 1.1
Type of energy source
|  | CO2 factor [kgCO2eq/kWh] | [kgCO2eq/kWh] |  |  | Select energy source | Select energy source | Select energy source | Select energy source | Select energy source | Select energy source | Select energy source | Select energy source | Select energy source | Select energy source | Select energy source | Select energy source | Select energy source | Select energy source | Select energy source | Select energy source | Select energy source | Select energy source | Select energy source | Select energy source | Select energy source | Select energy source | Select energy source | Select energy source | Select energy source | Select energy source | Select energy source | Select energy source | Select energy source | Select energy source | Select energy source
|  | Amount of energy | [kWh]
Thermal energy - Energy source 1.2
Type of energy source
|  | CO2 factor [kgCO2eq/kWh] | [kgCO2eq/kWh] |  |  | Select energy source | Select energy source | Select energy source | Select energy source | Select energy source | Select energy source | Select energy source | Select energy source | Select energy source | Select energy source | Select energy source | Select energy source | Select energy source | Select energy source | Select energy source | Select energy source | Select energy source | Select energy source | Select energy source | Select energy source | Select energy source | Select energy source | Select energy source | Select energy source | Select energy source | Select energy source | Select energy source | Select energy source | Select energy source | Select energy source | Select energy source
|  | Amount of energy | [kWh]
Thermal energy - Energy source 1.3
Type of energy source
|  | CO2 factor [kgCO2eq/kWh] | [kgCO2eq/kWh] |  |  | Select energy source | Select energy source | Select energy source | Select energy source | Select energy source | Select energy source | Select energy source | Select energy source | Select energy source | Select energy source | Select energy source | Select energy source | Select energy source | Select energy source | Select energy source | Select energy source | Select energy source | Select energy source | Select energy source | Select energy source | Select energy source | Select energy source | Select energy source | Select energy source | Select energy source | Select energy source | Select energy source | Select energy source | Select energy source | Select energy source | Select energy source
|  | Amount of energy | [kWh]
CAR Thermal energy - Energy source 1.1
Type of energy source
|  | CO2 factor [kgCO2eq/kWh] | [kgCO2eq/kWh] |  |  | Select energy source | Select energy source | Select energy source | Select energy source | Select energy source | Select energy source | Select energy source | Select energy source | Select energy source | Select energy source | Select energy source | Select energy source | Select energy source | Select energy source | Select energy source | Select energy source | Select energy source | Select energy source | Select energy source | Select energy source | Select energy source | Select energy source | Select energy source | Select energy source | Select energy source | Select energy source | Select energy source | Select energy source | Select energy source | Select energy source | Select energy source
|  | Amount of energy | [kWh]
CAR Thermal energy - Energy source 1.2
Type of energy source
|  | CO2 factor [kgCO2eq/kWh] | [kgCO2eq/kWh] |  |  | Select energy source | Select energy source | Select energy source | Select energy source | Select energy source | Select energy source | Select energy source | Select energy source | Select energy source | Select energy source | Select energy source | Select energy source | Select energy source | Select energy source | Select energy source | Select energy source | Select energy source | Select energy source | Select energy source | Select energy source | Select energy source | Select energy source | Select energy source | Select energy source | Select energy source | Select energy source | Select energy source | Select energy source | Select energy source | Select energy source | Select energy source
|  | Amount of energy | [kWh]
CAR Thermal energy - Energy source 1.3
Type of energy source
|  | CO2 factor [kgCO2eq/kWh] | [kgCO2eq/kWh] |  |  | Select energy source | Select energy source | Select energy source | Select energy source | Select energy source | Select energy source | Select energy source | Select energy source | Select energy source | Select energy source | Select energy source | Select energy source | Select energy source | Select energy source | Select energy source | Select energy source | Select energy source | Select energy source | Select energy source | Select energy source | Select energy source | Select energy source | Select energy source | Select energy source | Select energy source | Select energy source | Select energy source | Select energy source | Select energy source | Select energy source | Select energy source
|  | Amount of energy | [kWh]
2. Measured data not available:
Subarea 1/Consumer 1 -Thermal energy
Type of energy source
|  | CO2 factor [kgCO2eq/kWh] | [kgCO2eq/kWh] |  |  | Select energy source | Select energy source | Select energy source | Select energy source | Select energy source | Select energy source | Select energy source | Select energy source | Select energy source | Select energy source | Select energy source | Select energy source | Select energy source | Select energy source | Select energy source | Select energy source | Select energy source | Select energy source | Select energy source | Select energy source | Select energy source | Select energy source | Select energy source | Select energy source | Select energy source | Select energy source | Select energy source | Select energy source | Select energy source | Select energy source | Select energy source
|  | Amount of energy | [kWh]
Subarea 2/Consumer 2 -Thermal energy
Type of energy source
|  | CO2 factor [kgCO2eq/kWh] | [kgCO2eq/kWh] |  |  | Select energy source | Select energy source | Select energy source | Select energy source | Select energy source | Select energy source | Select energy source | Select energy source | Select energy source | Select energy source | Select energy source | Select energy source | Select energy source | Select energy source | Select energy source | Select energy source | Select energy source | Select energy source | Select energy source | Select energy source | Select energy source | Select energy source | Select energy source | Select energy source | Select energy source | Select energy source | Select energy source | Select energy source | Select energy source | Select energy source | Select energy source
|  | Amount of energy | [kWh]
Subarea 3/Consumer 3 -Thermal energy
Type of energy source
|  | CO2 factor [kgCO2eq/kWh] | [kgCO2eq/kWh] |  |  | Select energy source | Select energy source | Select energy source | Select energy source | Select energy source | Select energy source | Select energy source | Select energy source | Select energy source | Select energy source | Select energy source | Select energy source | Select energy source | Select energy source | Select energy source | Select energy source | Select energy source | Select energy source | Select energy source | Select energy source | Select energy source | Select energy source | Select energy source | Select energy source | Select energy source | Select energy source | Select energy source | Select energy source | Select energy source | Select energy source | Select energy source
|  | Amount of energy | [kWh]
CAR Subarea 1/Consumer 1 - Thermal energy
Type of energy source
|  | CO2 factor [kgCO2eq/kWh] | [kgCO2eq/kWh] |  |  | Select energy source | Select energy source | Select energy source | Select energy source | Select energy source | Select energy source | Select energy source | Select energy source | Select energy source | Select energy source | Select energy source | Select energy source | Select energy source | Select energy source | Select energy source | Select energy source | Select energy source | Select energy source | Select energy source | Select energy source | Select energy source | Select energy source | Select energy source | Select energy source | Select energy source | Select energy source | Select energy source | Select energy source | Select energy source | Select energy source | Select energy source
|  | Amount of energy | [kWh]
CAR Subarea 2/Consumer 2 - Thermal energy
Type of energy source
|  | CO2 factor [kgCO2eq/kWh] | [kgCO2eq/kWh] |  |  | Select energy source | Select energy source | Select energy source | Select energy source | Select energy source | Select energy source | Select energy source | Select energy source | Select energy source | Select energy source | Select energy source | Select energy source | Select energy source | Select energy source | Select energy source | Select energy source | Select energy source | Select energy source | Select energy source | Select energy source | Select energy source | Select energy source | Select energy source | Select energy source | Select energy source | Select energy source | Select energy source | Select energy source | Select energy source | Select energy source | Select energy source
|  | Amount of energy | [kWh]
CAR Subarea 3/Consumer 3 - Thermal energy
Type of energy source
|  | CO2 factor [kgCO2eq/kWh] | [kgCO2eq/kWh] |  |  | Select energy source | Select energy source | Select energy source | Select energy source | Select energy source | Select energy source | Select energy source | Select energy source | Select energy source | Select energy source | Select energy source | Select energy source | Select energy source | Select energy source | Select energy source | Select energy source | Select energy source | Select energy source | Select energy source | Select energy source | Select energy source | Select energy source | Select energy source | Select energy source | Select energy source | Select energy source | Select energy source | Select energy source | Select energy source | Select energy source | Select energy source
|  | Amount of energy | [kWh]
Final energy produced on-site
Required for calculating self-generated fraction of consumed final energy.
Electrical energy
Produced electricity
Type of energy source
|  | CO2 factor [kgCO2eq/kWh] | [kgCO2eq/kWh] |  |  | Select energy source | Select energy source | Select energy source | Select energy source | Select energy source | Select energy source | Select energy source | Select energy source | Select energy source | Select energy source | Select energy source | Select energy source | Select energy source | Select energy source | Select energy source | Select energy source | Select energy source | Select energy source | Select energy source | Select energy source | Select energy source | Select energy source | Select energy source | Select energy source | Select energy source | Select energy source | Select energy source | Select energy source | Select energy source | Select energy source | Select energy source
|  | Amount of energy | [kWh]
Thermal energy
Produced heating
Type of energy source
|  | CO2 factor [kgCO2eq/kWh] | [kgCO2eq/kWh] |  |  | Select energy source | Select energy source | Select energy source | Select energy source | Select energy source | Select energy source | Select energy source | Select energy source | Select energy source | Select energy source | Select energy source | Select energy source | Select energy source | Select energy source | Select energy source | Select energy source | Select energy source | Select energy source | Select energy source | Select energy source | Select energy source | Select energy source | Select energy source | Select energy source | Select energy source | Select energy source | Select energy source | Select energy source | Select energy source | Select energy source | Select energy source
|  | Amount of energy | [kWh]
Produced cooling
Type of energy source
|  | CO2 factor [kgCO2eq/kWh] | [kgCO2eq/kWh] |  |  | Select energy source | Select energy source | Select energy source | Select energy source | Select energy source | Select energy source | Select energy source | Select energy source | Select energy source | Select energy source | Select energy source | Select energy source | Select energy source | Select energy source | Select energy source | Select energy source | Select energy source | Select energy source | Select energy source | Select energy source | Select energy source | Select energy source | Select energy source | Select energy source | Select energy source | Select energy source | Select energy source | Select energy source | Select energy source | Select energy source | Select energy source
|  | Amount of energy | [kWh]
Final energy exported beyond the system boundary
According to the Framework: Avoided GHG emissions by on-site generated energy fed into the grid (“Export”).
Electrical energy
Electricity produced and exported beyond the system boundary
Type of energy source
Electricity Mix Germany
|  | CO2 factor [kgCO2eq/kWh] | [kgCO2eq/kWh] |  |  | 0.5894 | 0.58074 | 0.57208 | 0.56342 | 0.55476 | 0.5461 | 0.53744 | 0.52878 | 0.52012 | 0.51146 | 0.5028 | 0.49388 | 0.48496 | 0.47604 | 0.46712 | 0.4582 | 0.44928 | 0.44036 | 0.43144 | 0.42252 | 0.4136 | 0.40762 | 0.40164 | 0.39566 | 0.38968 | 0.3837 | 0.37772 | 0.37174 | 0.36576 | 0.35978 | 0.3538
|  | Amount of energy | [kWh]
Thermal energy
Heating produced and exported beyond the system boundary
Type of energy source
|  | CO2 factor [kgCO2eq/kWh] | [kgCO2eq/kWh] |  |  | Select energy source | Select energy source | Select energy source | Select energy source | Select energy source | Select energy source | Select energy source | Select energy source | Select energy source | Select energy source | Select energy source | Select energy source | Select energy source | Select energy source | Select energy source | Select energy source | Select energy source | Select energy source | Select energy source | Select energy source | Select energy source | Select energy source | Select energy source | Select energy source | Select energy source | Select energy source | Select energy source | Select energy source | Select energy source | Select energy source | Select energy source
|  | Amount of energy | [kWh]
Cooling produced and exported beyond the system boundary
Type of energy source
|  | CO2 factor [kgCO2eq/kWh] | [kgCO2eq/kWh] |  |  | Select energy source | Select energy source | Select energy source | Select energy source | Select energy source | Select energy source | Select energy source | Select energy source | Select energy source | Select energy source | Select energy source | Select energy source | Select energy source | Select energy source | Select energy source | Select energy source | Select energy source | Select energy source | Select energy source | Select energy source | Select energy source | Select energy source | Select energy source | Select energy source | Select energy source | Select energy source | Select energy source | Select energy source | Select energy source | Select energy source | Select energy source
|  | Amount of energy | [kWh]
Balance of GHG emissions (CO2 emission balance)
Accounting scope "Construction"
Greenhouse gas emissions during the life cycle stages in accordance with EN 15978
| Product stage (A1-A3) |  |  | [kgCO2eq] | Accounting scope "Operation"
| Use stage (B1+B4) |  |  | [kgCO2eq] | Accounting scope "Operation"
| Use stage - climate action measures (B5) |  |  | [kgCO2eq/a] |  | 0 | 0 | 0 | 0 | 0 | 0 | 0 | 0 | 0 | 0 | 0 | 0 | 0 | 0 | 0 | 0 | 0 | 0 | 0 | 0 | 0 | 0 | 0 | 0 | 0 | 0 | 0 | 0 | 0 | 0 | 0
| End of life stage and Recycling potentials (C3+C4+D) |  |  | [kgCO2eq] | Accounting scope "Operation"
Decarbonisation path
Initial value of Climate Action Roadmap
| GHG emissions from imported final energy ("Import") - operation |  |  | [kgCO2eq/a] | 0
| GHG emissions from exported final energy ("Export") - operation |  |  | [kgCO2eq/a] | 0
Decarbonisation path - operation
| Years between the start point and end point |  |  | [nYears] | 31
| Decarbonisation path - carbon neutral in operation until 2050 |  |  | [kgCO2eq/a] |  | 0 | 0 | 0 | 0 | 0 | 0 | 0 | 0 | 0 | 0 | 0 | 0 | 0 | 0 | 0 | 0 | 0 | 0 | 0 | 0 | 0 | 0 | 0 | 0 | 0 | 0 | 0 | 0 | 0 | 0 | 0
| Decarbonisation path - carbon neutral in operation until 2050 (area-specific) |  |  | [kgCO2eq/a*NRF] |  | no net floor space | no net floor space | no net floor space | no net floor space | no net floor space | no net floor space | no net floor space | no net floor space | no net floor space | no net floor space | no net floor space | no net floor space | no net floor space | no net floor space | no net floor space | no net floor space | no net floor space | no net floor space | no net floor space | no net floor space | no net floor space | no net floor space | no net floor space | no net floor space | no net floor space | no net floor space | no net floor space | no net floor space | no net floor space | no net floor space | no net floor space
Accounting scope "Operation" CAR
GHG emission balance
| GHG emissions from imported final energy ("Import") |  |  | [kgCO2eq/a] |  | 0 | 0 | 0 | 0 | 0 | 0 | 0 | 0 | 0 | 0 | 0 | 0 | 0 | 0 | 0 | 0 | 0 | 0 | 0 | 0 | 0 | 0 | 0 | 0 | 0 | 0 | 0 | 0 | 0 | 0 | 0
| GHG emissions from exported final energy ("Export") |  |  | [kgCO2eq/a] |  | 0 | 0 | 0 | 0 | 0 | 0 | 0 | 0 | 0 | 0 | 0 | 0 | 0 | 0 | 0 | 0 | 0 | 0 | 0 | 0 | 0 | 0 | 0 | 0 | 0 | 0 | 0 | 0 | 0 | 0 | 0
| GHG emissions balance - operation |  |  | [kgCO2eq/a] |  | 0 | 0 | 0 | 0 | 0 | 0 | 0 | 0 | 0 | 0 | 0 | 0 | 0 | 0 | 0 | 0 | 0 | 0 | 0 | 0 | 0 | 0 | 0 | 0 | 0 | 0 | 0 | 0 | 0 | 0 | 0
| GHG emissions balance - operation (area-specific) |  |  | [kgCO2eq/a*NRF] |  | no net floor space | no net floor space | no net floor space | no net floor space | no net floor space | no net floor space | no net floor space | no net floor space | no net floor space | no net floor space | no net floor space | no net floor space | no net floor space | no net floor space | no net floor space | no net floor space | no net floor space | no net floor space | no net floor space | no net floor space | no net floor space | no net floor space | no net floor space | no net floor space | no net floor space | no net floor space | no net floor space | no net floor space | no net floor space | no net floor space | no net floor space
| Data Quality Index (DQI) for accounting scope "Operation" |  |  |  |  | Calculation in ANNEX 4 | Calculation in ANNEX 4 | Calculation in ANNEX 4 | Calculation in ANNEX 4 | Calculation in ANNEX 4 | Calculation in ANNEX 4 | Calculation in ANNEX 4 | Calculation in ANNEX 4 | Calculation in ANNEX 4 | Calculation in ANNEX 4 | Calculation in ANNEX 4 | Calculation in ANNEX 4 | Calculation in ANNEX 4 | Calculation in ANNEX 4 | Calculation in ANNEX 4 | Calculation in ANNEX 4 | Calculation in ANNEX 4 | Calculation in ANNEX 4 | Calculation in ANNEX 4 | Calculation in ANNEX 4 | Calculation in ANNEX 4 | Calculation in ANNEX 4 | Calculation in ANNEX 4 | Calculation in ANNEX 4 | Calculation in ANNEX 4 | Calculation in ANNEX 4 | Calculation in ANNEX 4 | Calculation in ANNEX 4 | Calculation in ANNEX 4 | Calculation in ANNEX 4 | Calculation in ANNEX 4
NOTE: The Data Quality Index (DQI) must be recalculated every year in "ANNEX 4 Data Quality Index". When transfering the DQI results, make sure that no links are created.
Accounting scope "Operation and Construction" CAR
| GHG emission balance |  |  |  | sum until 2050
| Total GHG emissions to be avoided by credits until 2050 - operation |  |  | [kgCO2eq] | Accounting scope "Operation"
| Total GHG emissions to be avoided by credits until 2050 - construction |  |  | [kgCO2eq] | Accounting scope "Operation"
| Avoided GHG emissions by credits during operation |  |  | [kgCO2eq/a] |  | Accounting scope "Operation" | Accounting scope "Operation" | Accounting scope "Operation" | Accounting scope "Operation" | Accounting scope "Operation" | Accounting scope "Operation" | Accounting scope "Operation" | Accounting scope "Operation" | Accounting scope "Operation" | Accounting scope "Operation" | Accounting scope "Operation" | Accounting scope "Operation" | Accounting scope "Operation" | Accounting scope "Operation" | Accounting scope "Operation" | Accounting scope "Operation" | Accounting scope "Operation" | Accounting scope "Operation" | Accounting scope "Operation" | Accounting scope "Operation" | Accounting scope "Operation" | Accounting scope "Operation" | Accounting scope "Operation" | Accounting scope "Operation" | Accounting scope "Operation" | Accounting scope "Operation" | Accounting scope "Operation" | Accounting scope "Operation" | Accounting scope "Operation" | Accounting scope "Operation" | Accounting scope "Operation"
| Remaining GHG emissions to be avoided by credits until 2050 |  |  | [kgCO2eq] |  | Accounting scope "Operation" | Accounting scope "Operation" | Accounting scope "Operation" | Accounting scope "Operation" | Accounting scope "Operation" | Accounting scope "Operation" | Accounting scope "Operation" | Accounting scope "Operation" | Accounting scope "Operation" | Accounting scope "Operation" | Accounting scope "Operation" | Accounting scope "Operation" | Accounting scope "Operation" | Accounting scope "Operation" | Accounting scope "Operation" | Accounting scope "Operation" | Accounting scope "Operation" | Accounting scope "Operation" | Accounting scope "Operation" | Accounting scope "Operation" | Accounting scope "Operation" | Accounting scope "Operation" | Accounting scope "Operation" | Accounting scope "Operation" | Accounting scope "Operation" | Accounting scope "Operation" | Accounting scope "Operation" | Accounting scope "Operation" | Accounting scope "Operation" | Accounting scope "Operation" | Accounting scope "Operation"
| GHG emissions to be avoided annuallly by credits until 2050 |  |  | [kgCO2eq/a] |  | Accounting scope "Operation" | Accounting scope "Operation" | Accounting scope "Operation" | Accounting scope "Operation" | Accounting scope "Operation" | Accounting scope "Operation" | Accounting scope "Operation" | Accounting scope "Operation" | Accounting scope "Operation" | Accounting scope "Operation" | Accounting scope "Operation" | Accounting scope "Operation" | Accounting scope "Operation" | Accounting scope "Operation" | Accounting scope "Operation" | Accounting scope "Operation" | Accounting scope "Operation" | Accounting scope "Operation" | Accounting scope "Operation" | Accounting scope "Operation" | Accounting scope "Operation" | Accounting scope "Operation" | Accounting scope "Operation" | Accounting scope "Operation" | Accounting scope "Operation" | Accounting scope "Operation" | Accounting scope "Operation" | Accounting scope "Operation" | Accounting scope "Operation" | Accounting scope "Operation" | Accounting scope "Operation"
DGNB System for Buildings In Use, Version 2020
Show grouping of lines 282 to 286
ENV1-B Indicator 6: Evaluation of Performance
|  | "Internal annual target value fulfilled? (Balance of THG emission is below decarbonisation path) " |  |  |  | non applicable | YES | YES | YES | YES | YES | YES | YES | YES | YES | YES | YES | YES | YES | YES | YES | YES | YES | YES | YES | YES | YES | YES | YES | YES | YES | YES | YES | YES | YES | YES
|  | Improvement over the previous year? (at least 1% improvement over the previous year) |  |  |  | non applicable | YES | YES | YES | YES | YES | YES | YES | YES | YES | YES | YES | YES | YES | YES | YES | YES | YES | YES | YES | YES | YES | YES | YES | YES | YES | YES | YES | YES | YES | YES
|  | 3. Disclosure of the self-generated fraction of consumed final energy |  | [%] | bar: 2020 to 2050
|  | 4. Disclosure of the realised fraction of solar renewable potential |  | [%]
|  | 4.1 Opaque surfaces used for solar energy (activated area) |  | [m2]
|  | 4.2 Opaque surfaces available for solar energy (available area) |  | [m2]
The DGNB "Climate Positive" award
Show grouping of lines 292 to 302
Minimum Requirements
|  | 1. Evidence based on measured values of a negative annual balance of GHG emissions for accounting scope "Operation" according to the Framework |  |  |  | Requirement not fulfilled | Requirement not fulfilled | Requirement not fulfilled | Requirement not fulfilled | Requirement not fulfilled | Requirement not fulfilled | Requirement not fulfilled | Requirement not fulfilled | Requirement not fulfilled | Requirement not fulfilled | Requirement not fulfilled | Requirement not fulfilled | Requirement not fulfilled | Requirement not fulfilled | Requirement not fulfilled | Requirement not fulfilled | Requirement not fulfilled | Requirement not fulfilled | Requirement not fulfilled | Requirement not fulfilled | Requirement not fulfilled | Requirement not fulfilled | Requirement not fulfilled | Requirement not fulfilled | Requirement not fulfilled | Requirement not fulfilled | Requirement not fulfilled | Requirement not fulfilled | Requirement not fulfilled | Requirement not fulfilled | Requirement not fulfilled
2. Requirements for the quality of the building envelope are met?
|  | 3. Disclosure of the self-generated fraction of consumed final energy |  | [%] | bar: 2020 to 2050
|  | 4. Disclosure of the realised fraction of solar renewable potential |  | [%]
|  | 4.1 Opaque surfaces used for solar energy (activated area) |  | [m2]
|  | 4.2 Opaque surfaces available for solar energy (available area) |  | [m2]
Are the requirements for the "Climate Positive" award (accounting scope "Operation") met? | bar: 2020 to 2050
Inhaltliche Voraussetzungen für Auszeichnung Klimapositiv (Bilanzrahmen Betrieb und Konstruktion) vorliegend? | bar: 2020 to 2050
Folgende Tabelle dient als Berechnungsgrundlage für die THG-Bilanz und Kennzahlen für Reporting
Energieträger |  | Datenquelle | (Anteil) EE | Scopes
Final energy imported into the system boundary ("Import")
Elektrische Energie
Elektrische Energie (Zugeführte Energiemenge)
Electricity Mix Germany |  | ÖKOBAUDAT-Datenbank (Stand: 19.02.2020) | 0% | Scope 2 |  | 0 | 0 | 0 | 0 | 0 | 0 | 0 | 0 | 0 | 0 | 0 | 0 | 0 | 0 | 0 | 0 | 0 | 0 | 0 | 0 | 0 | 0 | 0 | 0 | 0 | 0 | 0 | 0 | 0 | 0 | 0
'Green Electricity'-Mix 1 (supplier-specific) |  |  | 100% | Scope 2 |  | 0 | 0 | 0 | 0 | 0 | 0 | 0 | 0 | 0 | 0 | 0 | 0 | 0 | 0 | 0 | 0 | 0 | 0 | 0 | 0 | 0 | 0 | 0 | 0 | 0 | 0 | 0 | 0 | 0 | 0 | 0
'Green Electricity'-Mix 2 (supplier-specific) |  |  | 100% | Scope 2 |  | 0 | 0 | 0 | 0 | 0 | 0 | 0 | 0 | 0 | 0 | 0 | 0 | 0 | 0 | 0 | 0 | 0 | 0 | 0 | 0 | 0 | 0 | 0 | 0 | 0 | 0 | 0 | 0 | 0 | 0 | 0
'Green Electricity'-Mix 3 (supplier-specific) |  |  | 100% | Scope 2 |  | 0 | 0 | 0 | 0 | 0 | 0 | 0 | 0 | 0 | 0 | 0 | 0 | 0 | 0 | 0 | 0 | 0 | 0 | 0 | 0 | 0 | 0 | 0 | 0 | 0 | 0 | 0 | 0 | 0 | 0 | 0
Emission factor 1 (project-specific) |  |  | 0% | Scope 2 |  | 0 | 0 | 0 | 0 | 0 | 0 | 0 | 0 | 0 | 0 | 0 | 0 | 0 | 0 | 0 | 0 | 0 | 0 | 0 | 0 | 0 | 0 | 0 | 0 | 0 | 0 | 0 | 0 | 0 | 0 | 0
Emission factor 2 (project-specific) |  |  | 0% | Scope 2 |  | 0 | 0 | 0 | 0 | 0 | 0 | 0 | 0 | 0 | 0 | 0 | 0 | 0 | 0 | 0 | 0 | 0 | 0 | 0 | 0 | 0 | 0 | 0 | 0 | 0 | 0 | 0 | 0 | 0 | 0 | 0
Emission factor 3 (project-specific) |  |  | 0% | Scope 2 |  | 0 | 0 | 0 | 0 | 0 | 0 | 0 | 0 | 0 | 0 | 0 | 0 | 0 | 0 | 0 | 0 | 0 | 0 | 0 | 0 | 0 | 0 | 0 | 0 | 0 | 0 | 0 | 0 | 0 | 0 | 0
Elektrische Energie (Emissionsfaktoren)
Electricity Mix Germany | [5 empty] | 0.5894 | 0.58074 | 0.57208 | 0.56342 | 0.55476 | 0.5461 | 0.53744 | 0.52878 | 0.52012 | 0.51146 | 0.5028 | 0.49388 | 0.48496 | 0.47604 | 0.46712 | 0.4582 | 0.44928 | 0.44036 | 0.43144 | 0.42252 | 0.4136 | 0.40762 | 0.40164 | 0.39566 | 0.38968 | 0.3837 | 0.37772 | 0.37174 | 0.36576 | 0.35978 | 0.3538
'Green Electricity'-Mix 1 (supplier-specific) | [5 empty] | Calculation in ANNEX 2 | Calculation in ANNEX 2 | Calculation in ANNEX 2 | Calculation in ANNEX 2 | Calculation in ANNEX 2 | Calculation in ANNEX 2 | Calculation in ANNEX 2 | Calculation in ANNEX 2 | Calculation in ANNEX 2 | Calculation in ANNEX 2 | Calculation in ANNEX 2 | Calculation in ANNEX 2 | Calculation in ANNEX 2 | Calculation in ANNEX 2 | Calculation in ANNEX 2 | Calculation in ANNEX 2 | Calculation in ANNEX 2 | Calculation in ANNEX 2 | Calculation in ANNEX 2 | Calculation in ANNEX 2 | Calculation in ANNEX 2 | Calculation in ANNEX 2 | Calculation in ANNEX 2 | Calculation in ANNEX 2 | Calculation in ANNEX 2 | Calculation in ANNEX 2 | Calculation in ANNEX 2 | Calculation in ANNEX 2 | Calculation in ANNEX 2 | Calculation in ANNEX 2 | Calculation in ANNEX 2
'Green Electricity'-Mix 2 (supplier-specific) | [5 empty] | Calculation in ANNEX 2 | Calculation in ANNEX 2 | Calculation in ANNEX 2 | Calculation in ANNEX 2 | Calculation in ANNEX 2 | Calculation in ANNEX 2 | Calculation in ANNEX 2 | Calculation in ANNEX 2 | Calculation in ANNEX 2 | Calculation in ANNEX 2 | Calculation in ANNEX 2 | Calculation in ANNEX 2 | Calculation in ANNEX 2 | Calculation in ANNEX 2 | Calculation in ANNEX 2 | Calculation in ANNEX 2 | Calculation in ANNEX 2 | Calculation in ANNEX 2 | Calculation in ANNEX 2 | Calculation in ANNEX 2 | Calculation in ANNEX 2 | Calculation in ANNEX 2 | Calculation in ANNEX 2 | Calculation in ANNEX 2 | Calculation in ANNEX 2 | Calculation in ANNEX 2 | Calculation in ANNEX 2 | Calculation in ANNEX 2 | Calculation in ANNEX 2 | Calculation in ANNEX 2 | Calculation in ANNEX 2
'Green Electricity'-Mix 3 (supplier-specific) | [5 empty] | Calculation in ANNEX 2 | Calculation in ANNEX 2 | Calculation in ANNEX 2 | Calculation in ANNEX 2 | Calculation in ANNEX 2 | Calculation in ANNEX 2 | Calculation in ANNEX 2 | Calculation in ANNEX 2 | Calculation in ANNEX 2 | Calculation in ANNEX 2 | Calculation in ANNEX 2 | Calculation in ANNEX 2 | Calculation in ANNEX 2 | Calculation in ANNEX 2 | Calculation in ANNEX 2 | Calculation in ANNEX 2 | Calculation in ANNEX 2 | Calculation in ANNEX 2 | Calculation in ANNEX 2 | Calculation in ANNEX 2 | Calculation in ANNEX 2 | Calculation in ANNEX 2 | Calculation in ANNEX 2 | Calculation in ANNEX 2 | Calculation in ANNEX 2 | Calculation in ANNEX 2 | Calculation in ANNEX 2 | Calculation in ANNEX 2 | Calculation in ANNEX 2 | Calculation in ANNEX 2 | Calculation in ANNEX 2
Emission factor 1 (project-specific) | [5 empty] | Calculation in ANNEX 2 | Calculation in ANNEX 2 | Calculation in ANNEX 2 | Calculation in ANNEX 2 | Calculation in ANNEX 2 | Calculation in ANNEX 2 | Calculation in ANNEX 2 | Calculation in ANNEX 2 | Calculation in ANNEX 2 | Calculation in ANNEX 2 | Calculation in ANNEX 2 | Calculation in ANNEX 2 | Calculation in ANNEX 2 | Calculation in ANNEX 2 | Calculation in ANNEX 2 | Calculation in ANNEX 2 | Calculation in ANNEX 2 | Calculation in ANNEX 2 | Calculation in ANNEX 2 | Calculation in ANNEX 2 | Calculation in ANNEX 2 | Calculation in ANNEX 2 | Calculation in ANNEX 2 | Calculation in ANNEX 2 | Calculation in ANNEX 2 | Calculation in ANNEX 2 | Calculation in ANNEX 2 | Calculation in ANNEX 2 | Calculation in ANNEX 2 | Calculation in ANNEX 2 | Calculation in ANNEX 2
Emission factor 2 (project-specific) | [5 empty] | Calculation in ANNEX 2 | Calculation in ANNEX 2 | Calculation in ANNEX 2 | Calculation in ANNEX 2 | Calculation in ANNEX 2 | Calculation in ANNEX 2 | Calculation in ANNEX 2 | Calculation in ANNEX 2 | Calculation in ANNEX 2 | Calculation in ANNEX 2 | Calculation in ANNEX 2 | Calculation in ANNEX 2 | Calculation in ANNEX 2 | Calculation in ANNEX 2 | Calculation in ANNEX 2 | Calculation in ANNEX 2 | Calculation in ANNEX 2 | Calculation in ANNEX 2 | Calculation in ANNEX 2 | Calculation in ANNEX 2 | Calculation in ANNEX 2 | Calculation in ANNEX 2 | Calculation in ANNEX 2 | Calculation in ANNEX 2 | Calculation in ANNEX 2 | Calculation in ANNEX 2 | Calculation in ANNEX 2 | Calculation in ANNEX 2 | Calculation in ANNEX 2 | Calculation in ANNEX 2 | Calculation in ANNEX 2
Emission factor 3 (project-specific) | [5 empty] | Calculation in ANNEX 2 | Calculation in ANNEX 2 | Calculation in ANNEX 2 | Calculation in ANNEX 2 | Calculation in ANNEX 2 | Calculation in ANNEX 2 | Calculation in ANNEX 2 | Calculation in ANNEX 2 | Calculation in ANNEX 2 | Calculation in ANNEX 2 | Calculation in ANNEX 2 | Calculation in ANNEX 2 | Calculation in ANNEX 2 | Calculation in ANNEX 2 | Calculation in ANNEX 2 | Calculation in ANNEX 2 | Calculation in ANNEX 2 | Calculation in ANNEX 2 | Calculation in ANNEX 2 | Calculation in ANNEX 2 | Calculation in ANNEX 2 | Calculation in ANNEX 2 | Calculation in ANNEX 2 | Calculation in ANNEX 2 | Calculation in ANNEX 2 | Calculation in ANNEX 2 | Calculation in ANNEX 2 | Calculation in ANNEX 2 | Calculation in ANNEX 2 | Calculation in ANNEX 2 | Calculation in ANNEX 2
Thermische Energie
Thermische Energie (Zugeführte Energiemenge)
Final energy from wood chips |  | ÖKOBAUDAT-Datenbank (Stand: 19.02.2020) | 100% | Scope 1 |  | 0 | 0 | 0 | 0 | 0 | 0 | 0 | 0 | 0 | 0 | 0 | 0 | 0 | 0 | 0 | 0 | 0 | 0 | 0 | 0 | 0 | 0 | 0 | 0 | 0 | 0 | 0 | 0 | 0 | 0 | 0
Final energy from wood pellets |  | ÖKOBAUDAT-Datenbank (Stand: 19.02.2020) | 100% | Scope 1 |  | 0 | 0 | 0 | 0 | 0 | 0 | 0 | 0 | 0 | 0 | 0 | 0 | 0 | 0 | 0 | 0 | 0 | 0 | 0 | 0 | 0 | 0 | 0 | 0 | 0 | 0 | 0 | 0 | 0 | 0 | 0
Final energy from biogas-mix Germany, upper heating value |  | GaBi-Datenbank | 100% | Scope 1 |  | 0 | 0 | 0 | 0 | 0 | 0 | 0 | 0 | 0 | 0 | 0 | 0 | 0 | 0 | 0 | 0 | 0 | 0 | 0 | 0 | 0 | 0 | 0 | 0 | 0 | 0 | 0 | 0 | 0 | 0 | 0
Final energy from biogas-mix Germany, lower heating value |  | GaBi-Datenbank | 100% | Scope 1 |  | 0 | 0 | 0 | 0 | 0 | 0 | 0 | 0 | 0 | 0 | 0 | 0 | 0 | 0 | 0 | 0 | 0 | 0 | 0 | 0 | 0 | 0 | 0 | 0 | 0 | 0 | 0 | 0 | 0 | 0 | 0
Final energy from gas, upper heating value |  | ÖKOBAUDAT-Datenbank (Stand: 19.02.2020) | 0% | Scope 1 |  | 0 | 0 | 0 | 0 | 0 | 0 | 0 | 0 | 0 | 0 | 0 | 0 | 0 | 0 | 0 | 0 | 0 | 0 | 0 | 0 | 0 | 0 | 0 | 0 | 0 | 0 | 0 | 0 | 0 | 0 | 0
Final energy from gas, lower heating temperature |  | ÖKOBAUDAT-Datenbank (Stand: 19.02.2020) | 0% | Scope 1 |  | 0 | 0 | 0 | 0 | 0 | 0 | 0 | 0 | 0 | 0 | 0 | 0 | 0 | 0 | 0 | 0 | 0 | 0 | 0 | 0 | 0 | 0 | 0 | 0 | 0 | 0 | 0 | 0 | 0 | 0 | 0
Final energy from oil, upper and lower heating value |  | ÖKOBAUDAT-Datenbank (Stand: 19.02.2020) | 0% | Scope 1 |  | 0 | 0 | 0 | 0 | 0 | 0 | 0 | 0 | 0 | 0 | 0 | 0 | 0 | 0 | 0 | 0 | 0 | 0 | 0 | 0 | 0 | 0 | 0 | 0 | 0 | 0 | 0 | 0 | 0 | 0 | 0
Final energy district heating from biogas (100%) |  | ÖKOBAUDAT-Datenbank (Stand: 19.02.2020) | 100% | Scope 2 |  | 0 | 0 | 0 | 0 | 0 | 0 | 0 | 0 | 0 | 0 | 0 | 0 | 0 | 0 | 0 | 0 | 0 | 0 | 0 | 0 | 0 | 0 | 0 | 0 | 0 | 0 | 0 | 0 | 0 | 0 | 0
Final energy district heating from biomass (solid) |  | ÖKOBAUDAT-Datenbank (Stand: 19.02.2020) | 100% | Scope 2 |  | 0 | 0 | 0 | 0 | 0 | 0 | 0 | 0 | 0 | 0 | 0 | 0 | 0 | 0 | 0 | 0 | 0 | 0 | 0 | 0 | 0 | 0 | 0 | 0 | 0 | 0 | 0 | 0 | 0 | 0 | 0
Final energy district heating (120-400 kW) |  | ÖKOBAUDAT-Datenbank (Stand: 19.02.2020) | 0% | Scope 2 |  | 0 | 0 | 0 | 0 | 0 | 0 | 0 | 0 | 0 | 0 | 0 | 0 | 0 | 0 | 0 | 0 | 0 | 0 | 0 | 0 | 0 | 0 | 0 | 0 | 0 | 0 | 0 | 0 | 0 | 0 | 0
Final energy district heating (20-120 kW) |  | ÖKOBAUDAT-Datenbank (Stand: 19.02.2020) | 0% | Scope 2 |  | 0 | 0 | 0 | 0 | 0 | 0 | 0 | 0 | 0 | 0 | 0 | 0 | 0 | 0 | 0 | 0 | 0 | 0 | 0 | 0 | 0 | 0 | 0 | 0 | 0 | 0 | 0 | 0 | 0 | 0 | 0
District heating 1 (supplier-specific) |  |  | 0% | Scope 2 |  | 0 | 0 | 0 | 0 | 0 | 0 | 0 | 0 | 0 | 0 | 0 | 0 | 0 | 0 | 0 | 0 | 0 | 0 | 0 | 0 | 0 | 0 | 0 | 0 | 0 | 0 | 0 | 0 | 0 | 0 | 0
District heating 2 (supplier-specific) |  |  | 0% | Scope 2 |  | 0 | 0 | 0 | 0 | 0 | 0 | 0 | 0 | 0 | 0 | 0 | 0 | 0 | 0 | 0 | 0 | 0 | 0 | 0 | 0 | 0 | 0 | 0 | 0 | 0 | 0 | 0 | 0 | 0 | 0 | 0
District heating 3 (supplier-specific) |  |  | 0% | Scope 2 |  | 0 | 0 | 0 | 0 | 0 | 0 | 0 | 0 | 0 | 0 | 0 | 0 | 0 | 0 | 0 | 0 | 0 | 0 | 0 | 0 | 0 | 0 | 0 | 0 | 0 | 0 | 0 | 0 | 0 | 0 | 0
Heating-Mix Germany (source DGNB, 2018) |  | DGNB | 0% | Scope 2 |  | 0 | 0 | 0 | 0 | 0 | 0 | 0 | 0 | 0 | 0 | 0 | 0 | 0 | 0 | 0 | 0 | 0 | 0 | 0 | 0 | 0 | 0 | 0 | 0 | 0 | 0 | 0 | 0 | 0 | 0 | 0
District cooling 1 (supplier-specific) |  |  | 0% | Scope 2 |  | 0 | 0 | 0 | 0 | 0 | 0 | 0 | 0 | 0 | 0 | 0 | 0 | 0 | 0 | 0 | 0 | 0 | 0 | 0 | 0 | 0 | 0 | 0 | 0 | 0 | 0 | 0 | 0 | 0 | 0 | 0
District cooling 2 (supplier-specific) |  |  | 0% | Scope 2 |  | 0 | 0 | 0 | 0 | 0 | 0 | 0 | 0 | 0 | 0 | 0 | 0 | 0 | 0 | 0 | 0 | 0 | 0 | 0 | 0 | 0 | 0 | 0 | 0 | 0 | 0 | 0 | 0 | 0 | 0 | 0
District cooling 3 (supplier-specific) |  |  | 0% | Scope 2 |  | 0 | 0 | 0 | 0 | 0 | 0 | 0 | 0 | 0 | 0 | 0 | 0 | 0 | 0 | 0 | 0 | 0 | 0 | 0 | 0 | 0 | 0 | 0 | 0 | 0 | 0 | 0 | 0 | 0 | 0 | 0
Thermische Energie (Emissionsfaktoren)
Final energy from wood chips | [5 empty] | 0.007479 | 0.007479 | 0.007479 | 0.007479 | 0.007479 | 0.007479 | 0.007479 | 0.007479 | 0.007479 | 0.007479 | 0.007479 | 0.007479 | 0.007479 | 0.007479 | 0.007479 | 0.007479 | 0.007479 | 0.007479 | 0.007479 | 0.007479 | 0.007479 | 0.007479 | 0.007479 | 0.007479 | 0.007479 | 0.007479 | 0.007479 | 0.007479 | 0.007479 | 0.007479 | 0.007479
Final energy from wood pellets | [5 empty] | 0.02108 | 0.02108 | 0.02108 | 0.02108 | 0.02108 | 0.02108 | 0.02108 | 0.02108 | 0.02108 | 0.02108 | 0.02108 | 0.02108 | 0.02108 | 0.02108 | 0.02108 | 0.02108 | 0.02108 | 0.02108 | 0.02108 | 0.02108 | 0.02108 | 0.02108 | 0.02108 | 0.02108 | 0.02108 | 0.02108 | 0.02108 | 0.02108 | 0.02108 | 0.02108 | 0.02108
Final energy from biogas-mix Germany, upper heating value | bar: 2020 to 2050
Final energy from biogas-mix Germany, lower heating value | bar: 2020 to 2050
Final energy from gas, upper heating value | [5 empty] | 0.2348 | 0.2348 | 0.2348 | 0.2348 | 0.2348 | 0.2348 | 0.2348 | 0.2348 | 0.2348 | 0.2348 | 0.2348 | 0.2348 | 0.2348 | 0.2348 | 0.2348 | 0.2348 | 0.2348 | 0.2348 | 0.2348 | 0.2348 | 0.2348 | 0.2348 | 0.2348 | 0.2348 | 0.2348 | 0.2348 | 0.2348 | 0.2348 | 0.2348 | 0.2348 | 0.2348
Final energy from gas, lower heating temperature | [5 empty] | 0.2339 | 0.2339 | 0.2339 | 0.2339 | 0.2339 | 0.2339 | 0.2339 | 0.2339 | 0.2339 | 0.2339 | 0.2339 | 0.2339 | 0.2339 | 0.2339 | 0.2339 | 0.2339 | 0.2339 | 0.2339 | 0.2339 | 0.2339 | 0.2339 | 0.2339 | 0.2339 | 0.2339 | 0.2339 | 0.2339 | 0.2339 | 0.2339 | 0.2339 | 0.2339 | 0.2339
Final energy from oil, upper and lower heating value | [5 empty] | 0.2996 | 0.2996 | 0.2996 | 0.2996 | 0.2996 | 0.2996 | 0.2996 | 0.2996 | 0.2996 | 0.2996 | 0.2996 | 0.2996 | 0.2996 | 0.2996 | 0.2996 | 0.2996 | 0.2996 | 0.2996 | 0.2996 | 0.2996 | 0.2996 | 0.2996 | 0.2996 | 0.2996 | 0.2996 | 0.2996 | 0.2996 | 0.2996 | 0.2996 | 0.2996 | 0.2996
Final energy district heating from biogas (100%) | [5 empty] | 0.05629 | 0.05629 | 0.05629 | 0.05629 | 0.05629 | 0.05629 | 0.05629 | 0.05629 | 0.05629 | 0.05629 | 0.05629 | 0.05629 | 0.05629 | 0.05629 | 0.05629 | 0.05629 | 0.05629 | 0.05629 | 0.05629 | 0.05629 | 0.05629 | 0.05629 | 0.05629 | 0.05629 | 0.05629 | 0.05629 | 0.05629 | 0.05629 | 0.05629 | 0.05629 | 0.05629
Final energy district heating from biomass (solid) | [5 empty] | 0.01153 | 0.01153 | 0.01153 | 0.01153 | 0.01153 | 0.01153 | 0.01153 | 0.01153 | 0.01153 | 0.01153 | 0.01153 | 0.01153 | 0.01153 | 0.01153 | 0.01153 | 0.01153 | 0.01153 | 0.01153 | 0.01153 | 0.01153 | 0.01153 | 0.01153 | 0.01153 | 0.01153 | 0.01153 | 0.01153 | 0.01153 | 0.01153 | 0.01153 | 0.01153 | 0.01153
Final energy district heating (120-400 kW) | [5 empty] | 0.2744 | 0.2744 | 0.2744 | 0.2744 | 0.2744 | 0.2744 | 0.2744 | 0.2744 | 0.2744 | 0.2744 | 0.2744 | 0.2744 | 0.2744 | 0.2744 | 0.2744 | 0.2744 | 0.2744 | 0.2744 | 0.2744 | 0.2744 | 0.2744 | 0.2744 | 0.2744 | 0.2744 | 0.2744 | 0.2744 | 0.2744 | 0.2744 | 0.2744 | 0.2744 | 0.2744
Final energy district heating (20-120 kW) | [5 empty] | 0.2763 | 0.2763 | 0.2763 | 0.2763 | 0.2763 | 0.2763 | 0.2763 | 0.2763 | 0.2763 | 0.2763 | 0.2763 | 0.2763 | 0.2763 | 0.2763 | 0.2763 | 0.2763 | 0.2763 | 0.2763 | 0.2763 | 0.2763 | 0.2763 | 0.2763 | 0.2763 | 0.2763 | 0.2763 | 0.2763 | 0.2763 | 0.2763 | 0.2763 | 0.2763 | 0.2763
District heating 1 (supplier-specific) | [5 empty] | Calculation in ANNEX 2 | Calculation in ANNEX 2 | Calculation in ANNEX 2 | Calculation in ANNEX 2 | Calculation in ANNEX 2 | Calculation in ANNEX 2 | Calculation in ANNEX 2 | Calculation in ANNEX 2 | Calculation in ANNEX 2 | Calculation in ANNEX 2 | Calculation in ANNEX 2 | Calculation in ANNEX 2 | Calculation in ANNEX 2 | Calculation in ANNEX 2 | Calculation in ANNEX 2 | Calculation in ANNEX 2 | Calculation in ANNEX 2 | Calculation in ANNEX 2 | Calculation in ANNEX 2 | Calculation in ANNEX 2 | Calculation in ANNEX 2 | Calculation in ANNEX 2 | Calculation in ANNEX 2 | Calculation in ANNEX 2 | Calculation in ANNEX 2 | Calculation in ANNEX 2 | Calculation in ANNEX 2 | Calculation in ANNEX 2 | Calculation in ANNEX 2 | Calculation in ANNEX 2 | Calculation in ANNEX 2
District heating 2 (supplier-specific) | [5 empty] | Calculation in ANNEX 2 | Calculation in ANNEX 2 | Calculation in ANNEX 2 | Calculation in ANNEX 2 | Calculation in ANNEX 2 | Calculation in ANNEX 2 | Calculation in ANNEX 2 | Calculation in ANNEX 2 | Calculation in ANNEX 2 | Calculation in ANNEX 2 | Calculation in ANNEX 2 | Calculation in ANNEX 2 | Calculation in ANNEX 2 | Calculation in ANNEX 2 | Calculation in ANNEX 2 | Calculation in ANNEX 2 | Calculation in ANNEX 2 | Calculation in ANNEX 2 | Calculation in ANNEX 2 | Calculation in ANNEX 2 | Calculation in ANNEX 2 | Calculation in ANNEX 2 | Calculation in ANNEX 2 | Calculation in ANNEX 2 | Calculation in ANNEX 2 | Calculation in ANNEX 2 | Calculation in ANNEX 2 | Calculation in ANNEX 2 | Calculation in ANNEX 2 | Calculation in ANNEX 2 | Calculation in ANNEX 2
District heating 3 (supplier-specific) | [5 empty] | Calculation in ANNEX 2 | Calculation in ANNEX 2 | Calculation in ANNEX 2 | Calculation in ANNEX 2 | Calculation in ANNEX 2 | Calculation in ANNEX 2 | Calculation in ANNEX 2 | Calculation in ANNEX 2 | Calculation in ANNEX 2 | Calculation in ANNEX 2 | Calculation in ANNEX 2 | Calculation in ANNEX 2 | Calculation in ANNEX 2 | Calculation in ANNEX 2 | Calculation in ANNEX 2 | Calculation in ANNEX 2 | Calculation in ANNEX 2 | Calculation in ANNEX 2 | Calculation in ANNEX 2 | Calculation in ANNEX 2 | Calculation in ANNEX 2 | Calculation in ANNEX 2 | Calculation in ANNEX 2 | Calculation in ANNEX 2 | Calculation in ANNEX 2 | Calculation in ANNEX 2 | Calculation in ANNEX 2 | Calculation in ANNEX 2 | Calculation in ANNEX 2 | Calculation in ANNEX 2 | Calculation in ANNEX 2
Heating-Mix Germany (source DGNB, 2018) | [5 empty] | 0.231 | 0.231 | 0.231 | 0.231 | 0.231 | 0.231 | 0.231 | 0.231 | 0.231 | 0.231 | 0.231 | 0.231 | 0.231 | 0.231 | 0.231 | 0.231 | 0.231 | 0.231 | 0.231 | 0.231 | 0.231 | 0.231 | 0.231 | 0.231 | 0.231 | 0.231 | 0.231 | 0.231 | 0.231 | 0.231 | 0.231
District cooling 1 (supplier-specific) | [5 empty] | Calculation in ANNEX 2 | Calculation in ANNEX 2 | Calculation in ANNEX 2 | Calculation in ANNEX 2 | Calculation in ANNEX 2 | Calculation in ANNEX 2 | Calculation in ANNEX 2 | Calculation in ANNEX 2 | Calculation in ANNEX 2 | Calculation in ANNEX 2 | Calculation in ANNEX 2 | Calculation in ANNEX 2 | Calculation in ANNEX 2 | Calculation in ANNEX 2 | Calculation in ANNEX 2 | Calculation in ANNEX 2 | Calculation in ANNEX 2 | Calculation in ANNEX 2 | Calculation in ANNEX 2 | Calculation in ANNEX 2 | Calculation in ANNEX 2 | Calculation in ANNEX 2 | Calculation in ANNEX 2 | Calculation in ANNEX 2 | Calculation in ANNEX 2 | Calculation in ANNEX 2 | Calculation in ANNEX 2 | Calculation in ANNEX 2 | Calculation in ANNEX 2 | Calculation in ANNEX 2 | Calculation in ANNEX 2
District cooling 2 (supplier-specific) | [5 empty] | Calculation in ANNEX 2 | Calculation in ANNEX 2 | Calculation in ANNEX 2 | Calculation in ANNEX 2 | Calculation in ANNEX 2 | Calculation in ANNEX 2 | Calculation in ANNEX 2 | Calculation in ANNEX 2 | Calculation in ANNEX 2 | Calculation in ANNEX 2 | Calculation in ANNEX 2 | Calculation in ANNEX 2 | Calculation in ANNEX 2 | Calculation in ANNEX 2 | Calculation in ANNEX 2 | Calculation in ANNEX 2 | Calculation in ANNEX 2 | Calculation in ANNEX 2 | Calculation in ANNEX 2 | Calculation in ANNEX 2 | Calculation in ANNEX 2 | Calculation in ANNEX 2 | Calculation in ANNEX 2 | Calculation in ANNEX 2 | Calculation in ANNEX 2 | Calculation in ANNEX 2 | Calculation in ANNEX 2 | Calculation in ANNEX 2 | Calculation in ANNEX 2 | Calculation in ANNEX 2 | Calculation in ANNEX 2
District cooling 3 (supplier-specific) | [5 empty] | Calculation in ANNEX 2 | Calculation in ANNEX 2 | Calculation in ANNEX 2 | Calculation in ANNEX 2 | Calculation in ANNEX 2 | Calculation in ANNEX 2 | Calculation in ANNEX 2 | Calculation in ANNEX 2 | Calculation in ANNEX 2 | Calculation in ANNEX 2 | Calculation in ANNEX 2 | Calculation in ANNEX 2 | Calculation in ANNEX 2 | Calculation in ANNEX 2 | Calculation in ANNEX 2 | Calculation in ANNEX 2 | Calculation in ANNEX 2 | Calculation in ANNEX 2 | Calculation in ANNEX 2 | Calculation in ANNEX 2 | Calculation in ANNEX 2 | Calculation in ANNEX 2 | Calculation in ANNEX 2 | Calculation in ANNEX 2 | Calculation in ANNEX 2 | Calculation in ANNEX 2 | Calculation in ANNEX 2 | Calculation in ANNEX 2 | Calculation in ANNEX 2 | Calculation in ANNEX 2 | Calculation in ANNEX 2
THG-Emissionen Scopes
|  | SCOPE1 |  |  |  | 0 | 0 | 0 | 0 | 0 | 0 | 0 | 0 | 0 | 0 | 0 | 0 | 0 | 0 | 0 | 0 | 0 | 0 | 0 | 0 | 0 | 0 | 0 | 0 | 0 | 0 | 0 | 0 | 0 | 0 | 0
|  | SCOPE2 |  |  |  | 0 | 0 | 0 | 0 | 0 | 0 | 0 | 0 | 0 | 0 | 0 | 0 | 0 | 0 | 0 | 0 | 0 | 0 | 0 | 0 | 0 | 0 | 0 | 0 | 0 | 0 | 0 | 0 | 0 | 0 | 0
Energiebedarf Gebäudefern
|  | Elektrisch EE |  |  |  | 0 | 0 | 0 | 0 | 0 | 0 | 0 | 0 | 0 | 0 | 0 | 0 | 0 | 0 | 0 | 0 | 0 | 0 | 0 | 0 | 0 | 0 | 0 | 0 | 0 | 0 | 0 | 0 | 0 | 0 | 0
|  | Elektrisch NE |  |  |  | 0 | 0 | 0 | 0 | 0 | 0 | 0 | 0 | 0 | 0 | 0 | 0 | 0 | 0 | 0 | 0 | 0 | 0 | 0 | 0 | 0 | 0 | 0 | 0 | 0 | 0 | 0 | 0 | 0 | 0 | 0
|  | Thermisch EE |  |  |  | 0 | 0 | 0 | 0 | 0 | 0 | 0 | 0 | 0 | 0 | 0 | 0 | 0 | 0 | 0 | 0 | 0 | 0 | 0 | 0 | 0 | 0 | 0 | 0 | 0 | 0 | 0 | 0 | 0 | 0 | 0
|  | Thermisch NE |  |  |  | 0 | 0 | 0 | 0 | 0 | 0 | 0 | 0 | 0 | 0 | 0 | 0 | 0 | 0 | 0 | 0 | 0 | 0 | 0 | 0 | 0 | 0 | 0 | 0 | 0 | 0 | 0 | 0 | 0 | 0 | 0
Info |  | Wärme EE |  |  |  | 0 | 0 | 0 | 0 | 0 | 0 | 0 | 0 | 0 | 0 | 0 | 0 | 0 | 0 | 0 | 0 | 0 | 0 | 0 | 0 | 0 | 0 | 0 | 0 | 0 | 0 | 0 | 0 | 0 | 0 | 0
|  | Wärme NE |  |  |  | 0 | 0 | 0 | 0 | 0 | 0 | 0 | 0 | 0 | 0 | 0 | 0 | 0 | 0 | 0 | 0 | 0 | 0 | 0 | 0 | 0 | 0 | 0 | 0 | 0 | 0 | 0 | 0 | 0 | 0 | 0
|  | Kälte EE |  |  |  | 0 | 0 | 0 | 0 | 0 | 0 | 0 | 0 | 0 | 0 | 0 | 0 | 0 | 0 | 0 | 0 | 0 | 0 | 0 | 0 | 0 | 0 | 0 | 0 | 0 | 0 | 0 | 0 | 0 | 0 | 0
|  | Kälte NE |  |  |  | 0 | 0 | 0 | 0 | 0 | 0 | 0 | 0 | 0 | 0 | 0 | 0 | 0 | 0 | 0 | 0 | 0 | 0 | 0 | 0 | 0 | 0 | 0 | 0 | 0 | 0 | 0 | 0 | 0 | 0 | 0
Final energy produced on-site
Elektrische Energie
Electricity from solar radiation energy |  | DGNB | 100% | Scope 1 |  | 0 | 0 | 0 | 0 | 0 | 0 | 0 | 0 | 0 | 0 | 0 | 0 | 0 | 0 | 0 | 0 | 0 | 0 | 0 | 0 | 0 | 0 | 0 | 0 | 0 | 0 | 0 | 0 | 0 | 0 | 0
Electricity from wind power |  | DGNB | 100% | Scope 1 |  | 0 | 0 | 0 | 0 | 0 | 0 | 0 | 0 | 0 | 0 | 0 | 0 | 0 | 0 | 0 | 0 | 0 | 0 | 0 | 0 | 0 | 0 | 0 | 0 | 0 | 0 | 0 | 0 | 0 | 0 | 0
Thermische Energie
Geothermal energy |  | DGNB | 100% | Scope 1 |  | 0 | 0 | 0 | 0 | 0 | 0 | 0 | 0 | 0 | 0 | 0 | 0 | 0 | 0 | 0 | 0 | 0 | 0 | 0 | 0 | 0 | 0 | 0 | 0 | 0 | 0 | 0 | 0 | 0 | 0 | 0
Environmental heat |  | DGNB | 100% | Scope 1 |  | 0 | 0 | 0 | 0 | 0 | 0 | 0 | 0 | 0 | 0 | 0 | 0 | 0 | 0 | 0 | 0 | 0 | 0 | 0 | 0 | 0 | 0 | 0 | 0 | 0 | 0 | 0 | 0 | 0 | 0 | 0
Solar thermal energy |  | DGNB | 100% | Scope 1 |  | 0 | 0 | 0 | 0 | 0 | 0 | 0 | 0 | 0 | 0 | 0 | 0 | 0 | 0 | 0 | 0 | 0 | 0 | 0 | 0 | 0 | 0 | 0 | 0 | 0 | 0 | 0 | 0 | 0 | 0 | 0
Cooling source by renewable energy |  | DGNB | 100% | Scope 1 |  | 0 | 0 | 0 | 0 | 0 | 0 | 0 | 0 | 0 | 0 | 0 | 0 | 0 | 0 | 0 | 0 | 0 | 0 | 0 | 0 | 0 | 0 | 0 | 0 | 0 | 0 | 0 | 0 | 0 | 0 | 0
Produzierte Endenergie
|  | Produzierte Endenergie Strom |  |  |  | 0 | 0 | 0 | 0 | 0 | 0 | 0 | 0 | 0 | 0 | 0 | 0 | 0 | 0 | 0 | 0 | 0 | 0 | 0 | 0 | 0 | 0 | 0 | 0 | 0 | 0 | 0 | 0 | 0 | 0 | 0
|  | Produzierte Endenergie Wärme |  |  |  | 0 | 0 | 0 | 0 | 0 | 0 | 0 | 0 | 0 | 0 | 0 | 0 | 0 | 0 | 0 | 0 | 0 | 0 | 0 | 0 | 0 | 0 | 0 | 0 | 0 | 0 | 0 | 0 | 0 | 0 | 0
|  | Produzierte Endenergie Kälte |  |  |  | 0 | 0 | 0 | 0 | 0 | 0 | 0 | 0 | 0 | 0 | 0 | 0 | 0 | 0 | 0 | 0 | 0 | 0 | 0 | 0 | 0 | 0 | 0 | 0 | 0 | 0 | 0 | 0 | 0 | 0 | 0
Final energy exported beyond the system boundary
Elektrische Energie
Electricity Mix Germany |  | ÖKOBAUDAT-Datenbank (Stand: 19.02.2020) |  |  |  | 0 | 0 | 0 | 0 | 0 | 0 | 0 | 0 | 0 | 0 | 0 | 0 | 0 | 0 | 0 | 0 | 0 | 0 | 0 | 0 | 0 | 0 | 0 | 0 | 0 | 0 | 0 | 0 | 0 | 0 | 0
Strom Jahresspezifischer CO2-Faktor | [5 empty] | 0.5894 | 0.58074 | 0.57208 | 0.56342 | 0.55476 | 0.5461 | 0.53744 | 0.52878 | 0.52012 | 0.51146 | 0.5028 | 0.49388 | 0.48496 | 0.47604 | 0.46712 | 0.4582 | 0.44928 | 0.44036 | 0.43144 | 0.42252 | 0.4136 | 0.40762 | 0.40164 | 0.39566 | 0.38968 | 0.3837 | 0.37772 | 0.37174 | 0.36576 | 0.35978 | 0.3538
Thermische Energie
Thermische Energie (bereitgestellte Energiemenge)
District heating 1 (supplier-specific) | [5 empty] | 0 | 0 | 0 | 0 | 0 | 0 | 0 | 0 | 0 | 0 | 0 | 0 | 0 | 0 | 0 | 0 | 0 | 0 | 0 | 0 | 0 | 0 | 0 | 0 | 0 | 0 | 0 | 0 | 0 | 0 | 0
District heating 2 (supplier-specific) | [5 empty] | 0 | 0 | 0 | 0 | 0 | 0 | 0 | 0 | 0 | 0 | 0 | 0 | 0 | 0 | 0 | 0 | 0 | 0 | 0 | 0 | 0 | 0 | 0 | 0 | 0 | 0 | 0 | 0 | 0 | 0 | 0
District heating 3 (supplier-specific) | [5 empty] | 0 | 0 | 0 | 0 | 0 | 0 | 0 | 0 | 0 | 0 | 0 | 0 | 0 | 0 | 0 | 0 | 0 | 0 | 0 | 0 | 0 | 0 | 0 | 0 | 0 | 0 | 0 | 0 | 0 | 0 | 0
Heating-Mix Germany (source DGNB, 2018) |  | ÖKOBAUDAT-Datenbank (Stand: 19.02.2020) |  |  |  | 0 | 0 | 0 | 0 | 0 | 0 | 0 | 0 | 0 | 0 | 0 | 0 | 0 | 0 | 0 | 0 | 0 | 0 | 0 | 0 | 0 | 0 | 0 | 0 | 0 | 0 | 0 | 0 | 0 | 0 | 0
District cooling 1 (supplier-specific) | [5 empty] | 0 | 0 | 0 | 0 | 0 | 0 | 0 | 0 | 0 | 0 | 0 | 0 | 0 | 0 | 0 | 0 | 0 | 0 | 0 | 0 | 0 | 0 | 0 | 0 | 0 | 0 | 0 | 0 | 0 | 0 | 0
District cooling 2 (supplier-specific) | [5 empty] | 0 | 0 | 0 | 0 | 0 | 0 | 0 | 0 | 0 | 0 | 0 | 0 | 0 | 0 | 0 | 0 | 0 | 0 | 0 | 0 | 0 | 0 | 0 | 0 | 0 | 0 | 0 | 0 | 0 | 0 | 0
District cooling 3 (supplier-specific) | [5 empty] | 0 | 0 | 0 | 0 | 0 | 0 | 0 | 0 | 0 | 0 | 0 | 0 | 0 | 0 | 0 | 0 | 0 | 0 | 0 | 0 | 0 | 0 | 0 | 0 | 0 | 0 | 0 | 0 | 0 | 0 | 0
Thermische Energie (Emissionsfaktoren)
District heating 1 (supplier-specific) | [5 empty] | Calculation in ANNEX 2 | Calculation in ANNEX 2 | Calculation in ANNEX 2 | Calculation in ANNEX 2 | Calculation in ANNEX 2 | Calculation in ANNEX 2 | Calculation in ANNEX 2 | Calculation in ANNEX 2 | Calculation in ANNEX 2 | Calculation in ANNEX 2 | Calculation in ANNEX 2 | Calculation in ANNEX 2 | Calculation in ANNEX 2 | Calculation in ANNEX 2 | Calculation in ANNEX 2 | Calculation in ANNEX 2 | Calculation in ANNEX 2 | Calculation in ANNEX 2 | Calculation in ANNEX 2 | Calculation in ANNEX 2 | Calculation in ANNEX 2 | Calculation in ANNEX 2 | Calculation in ANNEX 2 | Calculation in ANNEX 2 | Calculation in ANNEX 2 | Calculation in ANNEX 2 | Calculation in ANNEX 2 | Calculation in ANNEX 2 | Calculation in ANNEX 2 | Calculation in ANNEX 2 | Calculation in ANNEX 2
District heating 2 (supplier-specific) | [5 empty] | Calculation in ANNEX 2 | Calculation in ANNEX 2 | Calculation in ANNEX 2 | Calculation in ANNEX 2 | Calculation in ANNEX 2 | Calculation in ANNEX 2 | Calculation in ANNEX 2 | Calculation in ANNEX 2 | Calculation in ANNEX 2 | Calculation in ANNEX 2 | Calculation in ANNEX 2 | Calculation in ANNEX 2 | Calculation in ANNEX 2 | Calculation in ANNEX 2 | Calculation in ANNEX 2 | Calculation in ANNEX 2 | Calculation in ANNEX 2 | Calculation in ANNEX 2 | Calculation in ANNEX 2 | Calculation in ANNEX 2 | Calculation in ANNEX 2 | Calculation in ANNEX 2 | Calculation in ANNEX 2 | Calculation in ANNEX 2 | Calculation in ANNEX 2 | Calculation in ANNEX 2 | Calculation in ANNEX 2 | Calculation in ANNEX 2 | Calculation in ANNEX 2 | Calculation in ANNEX 2 | Calculation in ANNEX 2
District heating 3 (supplier-specific) | [5 empty] | Calculation in ANNEX 2 | Calculation in ANNEX 2 | Calculation in ANNEX 2 | Calculation in ANNEX 2 | Calculation in ANNEX 2 | Calculation in ANNEX 2 | Calculation in ANNEX 2 | Calculation in ANNEX 2 | Calculation in ANNEX 2 | Calculation in ANNEX 2 | Calculation in ANNEX 2 | Calculation in ANNEX 2 | Calculation in ANNEX 2 | Calculation in ANNEX 2 | Calculation in ANNEX 2 | Calculation in ANNEX 2 | Calculation in ANNEX 2 | Calculation in ANNEX 2 | Calculation in ANNEX 2 | Calculation in ANNEX 2 | Calculation in ANNEX 2 | Calculation in ANNEX 2 | Calculation in ANNEX 2 | Calculation in ANNEX 2 | Calculation in ANNEX 2 | Calculation in ANNEX 2 | Calculation in ANNEX 2 | Calculation in ANNEX 2 | Calculation in ANNEX 2 | Calculation in ANNEX 2 | Calculation in ANNEX 2
Heating-Mix Germany (source DGNB, 2018) | [5 empty] | 0.231 | 0.231 | 0.231 | 0.231 | 0.231 | 0.231 | 0.231 | 0.231 | 0.231 | 0.231 | 0.231 | 0.231 | 0.231 | 0.231 | 0.231 | 0.231 | 0.231 | 0.231 | 0.231 | 0.231 | 0.231 | 0.231 | 0.231 | 0.231 | 0.231 | 0.231 | 0.231 | 0.231 | 0.231 | 0.231 | 0.231
District cooling 1 (supplier-specific) | [5 empty] | Calculation in ANNEX 2 | Calculation in ANNEX 2 | Calculation in ANNEX 2 | Calculation in ANNEX 2 | Calculation in ANNEX 2 | Calculation in ANNEX 2 | Calculation in ANNEX 2 | Calculation in ANNEX 2 | Calculation in ANNEX 2 | Calculation in ANNEX 2 | Calculation in ANNEX 2 | Calculation in ANNEX 2 | Calculation in ANNEX 2 | Calculation in ANNEX 2 | Calculation in ANNEX 2 | Calculation in ANNEX 2 | Calculation in ANNEX 2 | Calculation in ANNEX 2 | Calculation in ANNEX 2 | Calculation in ANNEX 2 | Calculation in ANNEX 2 | Calculation in ANNEX 2 | Calculation in ANNEX 2 | Calculation in ANNEX 2 | Calculation in ANNEX 2 | Calculation in ANNEX 2 | Calculation in ANNEX 2 | Calculation in ANNEX 2 | Calculation in ANNEX 2 | Calculation in ANNEX 2 | Calculation in ANNEX 2
District cooling 2 (supplier-specific) | [5 empty] | Calculation in ANNEX 2 | Calculation in ANNEX 2 | Calculation in ANNEX 2 | Calculation in ANNEX 2 | Calculation in ANNEX 2 | Calculation in ANNEX 2 | Calculation in ANNEX 2 | Calculation in ANNEX 2 | Calculation in ANNEX 2 | Calculation in ANNEX 2 | Calculation in ANNEX 2 | Calculation in ANNEX 2 | Calculation in ANNEX 2 | Calculation in ANNEX 2 | Calculation in ANNEX 2 | Calculation in ANNEX 2 | Calculation in ANNEX 2 | Calculation in ANNEX 2 | Calculation in ANNEX 2 | Calculation in ANNEX 2 | Calculation in ANNEX 2 | Calculation in ANNEX 2 | Calculation in ANNEX 2 | Calculation in ANNEX 2 | Calculation in ANNEX 2 | Calculation in ANNEX 2 | Calculation in ANNEX 2 | Calculation in ANNEX 2 | Calculation in ANNEX 2 | Calculation in ANNEX 2 | Calculation in ANNEX 2
District cooling 3 (supplier-specific) | [5 empty] | Calculation in ANNEX 2 | Calculation in ANNEX 2 | Calculation in ANNEX 2 | Calculation in ANNEX 2 | Calculation in ANNEX 2 | Calculation in ANNEX 2 | Calculation in ANNEX 2 | Calculation in ANNEX 2 | Calculation in ANNEX 2 | Calculation in ANNEX 2 | Calculation in ANNEX 2 | Calculation in ANNEX 2 | Calculation in ANNEX 2 | Calculation in ANNEX 2 | Calculation in ANNEX 2 | Calculation in ANNEX 2 | Calculation in ANNEX 2 | Calculation in ANNEX 2 | Calculation in ANNEX 2 | Calculation in ANNEX 2 | Calculation in ANNEX 2 | Calculation in ANNEX 2 | Calculation in ANNEX 2 | Calculation in ANNEX 2 | Calculation in ANNEX 2 | Calculation in ANNEX 2 | Calculation in ANNEX 2 | Calculation in ANNEX 2 | Calculation in ANNEX 2 | Calculation in ANNEX 2 | Calculation in ANNEX 2
Bereitgestellte Energie
|  | Produzierter und bereitgestellter Strom |  |  |  | 0 | 0 | 0 | 0 | 0 | 0 | 0 | 0 | 0 | 0 | 0 | 0 | 0 | 0 | 0 | 0 | 0 | 0 | 0 | 0 | 0 | 0 | 0 | 0 | 0 | 0 | 0 | 0 | 0 | 0 | 0
|  | Produzierte und bereitgestellte Wärme |  |  |  | 0 | 0 | 0 | 0 | 0 | 0 | 0 | 0 | 0 | 0 | 0 | 0 | 0 | 0 | 0 | 0 | 0 | 0 | 0 | 0 | 0 | 0 | 0 | 0 | 0 | 0 | 0 | 0 | 0 | 0 | 0
|  | Produzierte und bereitgestellte Kälte |  |  |  | 0 | 0 | 0 | 0 | 0 | 0 | 0 | 0 | 0 | 0 | 0 | 0 | 0 | 0 | 0 | 0 | 0 | 0 | 0 | 0 | 0 | 0 | 0 | 0 | 0 | 0 | 0 | 0 | 0 | 0 | 0
Weitere Kennzahlen:
"Produzierte und selbstgenutzte Endenergie" (Selbstnutzung) = "Selbsterzeugte Endenergie verwendet zur Bedarfsdeckung" (Eigenversorgung) - siehe DIN 18599-1:2018-09 Kapitel F.3 und Definition Annex 5
|  | Produzierte und selbst genutzte Energie Strom |  |  |  | 0 | 0 | 0 | 0 | 0 | 0 | 0 | 0 | 0 | 0 | 0 | 0 | 0 | 0 | 0 | 0 | 0 | 0 | 0 | 0 | 0 | 0 | 0 | 0 | 0 | 0 | 0 | 0 | 0 | 0 | 0
|  | Produzierte und selbst genutzte Energie Wärme |  |  |  | 0 | 0 | 0 | 0 | 0 | 0 | 0 | 0 | 0 | 0 | 0 | 0 | 0 | 0 | 0 | 0 | 0 | 0 | 0 | 0 | 0 | 0 | 0 | 0 | 0 | 0 | 0 | 0 | 0 | 0 | 0
|  | Produzierte und selbst genutzte Energie Kälte |  |  |  | 0 | 0 | 0 | 0 | 0 | 0 | 0 | 0 | 0 | 0 | 0 | 0 | 0 | 0 | 0 | 0 | 0 | 0 | 0 | 0 | 0 | 0 | 0 | 0 | 0 | 0 | 0 | 0 | 0 | 0 | 0
Selbstnutzungsanteil - Auswertung verschiedener Arten - siehe DIN 18599-1:2018-09 Kapitel F.3 und Definition Annex 5
Selbstnutzungsanteil (Strom) | bar: 2020 to 2050
Selbstnutzungsanteil (Wärme) | bar: 2020 to 2050
Selbstnutzungsanteil (Kälte) | bar: 2020 to 2050
Selbstnutzungsanteil (gesamt) | bar: 2020 to 2050
Eigenversorgungsanteil - Auswertung verschiedener Arten - siehe DIN 18599-1:2018-09 Kapitel F.3 und Definition Annex 5
Eigenversorgungsanteil (Strom) | bar: 2020 to 2050
Eigenversorgungsanteil (Wärme) | bar: 2020 to 2050
Eigenversorgungsanteil (Kälte) | bar: 2020 to 2050
Eigenversorgungsanteil (gesamt) - siehe auch Zeile 224 | bar: 2020 to 2050
Kennwert "Lokaler Beitrag zum klimapositiven Gebäudebetrieb"
GHG emissions from exported final energy ("Export") / GHG emissions from imported final energy ("Import") | bar: 2020 to 2050
Spezifische Kennwerte:
"Von außerhalb zugeführte Endenergie"
|  | Zugeführte Endenergie Strom |  | kWh/m²NRF a |  | no net floor space | no net floor space | no net floor space | no net floor space | no net floor space | no net floor space | no net floor space | no net floor space | no net floor space | no net floor space | no net floor space | no net floor space | no net floor space | no net floor space | no net floor space | no net floor space | no net floor space | no net floor space | no net floor space | no net floor space | no net floor space | no net floor space | no net floor space | no net floor space | no net floor space | no net floor space | no net floor space | no net floor space | no net floor space | no net floor space | no net floor space
|  | Zugeführte Endenergie Wärme |  | kWh/m²NRF a |  | no net floor space | no net floor space | no net floor space | no net floor space | no net floor space | no net floor space | no net floor space | no net floor space | no net floor space | no net floor space | no net floor space | no net floor space | no net floor space | no net floor space | no net floor space | no net floor space | no net floor space | no net floor space | no net floor space | no net floor space | no net floor space | no net floor space | no net floor space | no net floor space | no net floor space | no net floor space | no net floor space | no net floor space | no net floor space | no net floor space | no net floor space
|  | Zugeführte Endenergie Kälte |  | kWh/m²NRF a |  | no net floor space | no net floor space | no net floor space | no net floor space | no net floor space | no net floor space | no net floor space | no net floor space | no net floor space | no net floor space | no net floor space | no net floor space | no net floor space | no net floor space | no net floor space | no net floor space | no net floor space | no net floor space | no net floor space | no net floor space | no net floor space | no net floor space | no net floor space | no net floor space | no net floor space | no net floor space | no net floor space | no net floor space | no net floor space | no net floor space | no net floor space
"Produzierte Endenergie"
|  | Produzierte Endenergie Strom |  | kWh/m²NRF a |  | no net floor space | no net floor space | no net floor space | no net floor space | no net floor space | no net floor space | no net floor space | no net floor space | no net floor space | no net floor space | no net floor space | no net floor space | no net floor space | no net floor space | no net floor space | no net floor space | no net floor space | no net floor space | no net floor space | no net floor space | no net floor space | no net floor space | no net floor space | no net floor space | no net floor space | no net floor space | no net floor space | no net floor space | no net floor space | no net floor space | no net floor space
|  | Produzierte Endenergie Wärme |  | kWh/m²NRF a |  | no net floor space | no net floor space | no net floor space | no net floor space | no net floor space | no net floor space | no net floor space | no net floor space | no net floor space | no net floor space | no net floor space | no net floor space | no net floor space | no net floor space | no net floor space | no net floor space | no net floor space | no net floor space | no net floor space | no net floor space | no net floor space | no net floor space | no net floor space | no net floor space | no net floor space | no net floor space | no net floor space | no net floor space | no net floor space | no net floor space | no net floor space
|  | Produzierte Endenergie Kälte |  | kWh/m²NRF a |  | no net floor space | no net floor space | no net floor space | no net floor space | no net floor space | no net floor space | no net floor space | no net floor space | no net floor space | no net floor space | no net floor space | no net floor space | no net floor space | no net floor space | no net floor space | no net floor space | no net floor space | no net floor space | no net floor space | no net floor space | no net floor space | no net floor space | no net floor space | no net floor space | no net floor space | no net floor space | no net floor space | no net floor space | no net floor space | no net floor space | no net floor space
"Nach außerhalb bereitgestellte Endenergie"
|  | Bereitgestellte Endenergie Strom |  | kWh/m²NRF a |  | no net floor space | no net floor space | no net floor space | no net floor space | no net floor space | no net floor space | no net floor space | no net floor space | no net floor space | no net floor space | no net floor space | no net floor space | no net floor space | no net floor space | no net floor space | no net floor space | no net floor space | no net floor space | no net floor space | no net floor space | no net floor space | no net floor space | no net floor space | no net floor space | no net floor space | no net floor space | no net floor space | no net floor space | no net floor space | no net floor space | no net floor space
|  | Bereitgestellte Endenergie Wärme |  | kWh/m²NRF a |  | no net floor space | no net floor space | no net floor space | no net floor space | no net floor space | no net floor space | no net floor space | no net floor space | no net floor space | no net floor space | no net floor space | no net floor space | no net floor space | no net floor space | no net floor space | no net floor space | no net floor space | no net floor space | no net floor space | no net floor space | no net floor space | no net floor space | no net floor space | no net floor space | no net floor space | no net floor space | no net floor space | no net floor space | no net floor space | no net floor space | no net floor space
|  | Bereitgestellte Endenergie Kälte |  | kWh/m²NRF a |  | no net floor space | no net floor space | no net floor space | no net floor space | no net floor space | no net floor space | no net floor space | no net floor space | no net floor space | no net floor space | no net floor space | no net floor space | no net floor space | no net floor space | no net floor space | no net floor space | no net floor space | no net floor space | no net floor space | no net floor space | no net floor space | no net floor space | no net floor space | no net floor space | no net floor space | no net floor space | no net floor space | no net floor space | no net floor space | no net floor space | no net floor space
Note on B5: Angabe informativ (Visuelle Anzeige des aktuellen Jahres in Zeile 7 im KSFP)
Note on B8: Angabe legt den Endpunkt des Dekarbonisierungspfades fest.
Note on B19: Angabe nur bei Bilanzrahmen Betrieb und Konstruktion notwendig.

## PART 3 Climate Action Pass
Part 3: Climate Action Pass
| Climate Action Pass for year … |  | 2019 | [YYYY]
1. General information
1.1 Building details
| Building project / Project name | mandatory | Please enter in project data | [-]
| Owner of the building | mandatory | Please enter in project data | [-]
| Street | mandatory | Please enter in project data | [-]
| City | mandatory | Please enter in project data | [-]
| ZIP-code | mandatory | Please enter in project data | [-]
| Building usage type | mandatory | Please enter in project data | [-]
| Year of completion of the building | mandatory | Please enter in project data | [YYYY]
| Year of the last substantial renovation | mandatory | Please enter in project data | [YYYY]
| "Net floor area“ (NFA) according to DIN 277:2016 or similar | mandatory | Please enter in project data | [m²]
| "Gross floor area“ (GFA) according to DIN 277:2016 or similar | mandatory | Please enter in project data | [m²]
1.2 Additional information
| Vacancy rate | optional |  | [%]
| Building management | optional |  | [direct/indirect]
| Common Area | optional |  | [m²]
| Tenant Space | optional |  | [m²]
1.3 Formal details on the provision of the information
| Date of data collection | mandatory |  | [DD.MM.YYYY]
| Data collected by … | mandatory |  | [Name, Organisation]
| Data checked by … | mandatory |  | [Name, Organisation]
2. Key metrics on greenhouse gas emissions caused by ongoing operations (accounting scope "Operation")
| 2.1. Reporting period (Requirement: Mostly in 2019) | mandatory |  | [MM.YYYY - MM.YYYY]
| 2.2. Total absolute annual GHG emissions - operation | mandatory | 0 | [kgCO2eq/a]
| 2.2.1. Absolute annual GHG emissions SCOPE 1 - operation | mandatory | 0 | [kgCO2eq/a]
| 2.2.2. Absolute annual GHG emissions SCOPE 2 - operation | mandatory | 0 | [kgCO2eq/a]
| 2.2.3. GHG emissions from exported final energy (credit) | mandatory | 0 | [kgCO2eq/a]
| 2.3. Data Quality Index (DQI) of 2.2. | mandatory | Please enter in condition survey | [-]
| 2.4. Annual GHG emissions per adequate reference unit | mandatory | 0 | [kgCO2eq/a*adequate reference unit]
| 2.5. Annual GHG emissions per adequate area unit | optional | 0 | [kgCO2eq/m2]
| 2.6. Annual GHG emissions per energy reference area | optional | 0 | [kgCO2eq/a*EBF]
2.7. Supplier-specific CO2 emission factors used when procuring off-site generated renewable energy sources:
| 2.7.1. 'Green Electricity'-Mix 1 (supplier-specific) | mandatory | Energy source not used this year | [kgCO2eq/kWh]
| 2.7.2. 'Green Electricity'-Mix 2 (supplier-specific) | mandatory | Energy source not used this year | [kgCO2eq/kWh]
| 2.7.3. 'Green Electricity'-Mix 3 (supplier-specific) | mandatory | Energy source not used this year | [kgCO2eq/kWh]
| 2.7.4. District heating 1 (supplier-specific) | mandatory | Energy source not used this year | [kgCO2eq/kWh]
| 2.7.5. District heating 2 (supplier-specific) | mandatory | Energy source not used this year | [kgCO2eq/kWh]
| 2.7.6. District heating 3 (supplier-specific) | mandatory | Energy source not used this year | [kgCO2eq/kWh]
| 2.7.7. District cooling 1 (supplier-specific) | mandatory | Energy source not used this year | [kgCO2eq/kWh]
| 2.7.8. District cooling 2 (supplier-specific) | mandatory | Energy source not used this year | [kgCO2eq/kWh]
| 2.7.9. District cooling 3 (supplier-specific) | mandatory | Energy source not used this year | [kgCO2eq/kWh]
| 2.8 Data source(s) used for CO2 emission factors according to the reference database | mandatory |  | [Yes/No]
3. Key metrics on greenhouse gas emissions caused by construction (accounting scope "Construction")
| 3.1. Initial absolute GHG emissions from the construction | mandatory | Accounting scope "Operation" | [kgCO2eq]
| 2.2. Data Quality Index (DQI) of 3.1. | mandatory | Accounting scope "Operation" | [-]
| 3.3. Total GHG emissions from planned and implemented climate action measures by 2050 (module B5) | mandatory | Accounting scope "Operation" | [kgCO2eq]
4. Key metrics when using an individual Climate Action Roadmap (CAR)
| 4.1. Year the CAR was created | mandatory | 2020 | [YYYY]
| 4.2. Accounting scope CAR | mandatory | Accounting scope "Operation" | [Operation / Operation+Construction]
| 4.3. Starting value CAR: Total absolute annual GHG emissions - 'Operation' | mandatory | 0 | [kgCO2eq]
| 4.4. For Accounting scope 'Operation': GHG emissions limit for 2019 | mandatory | CAR started in year 2020 | [kgCO2eq]
| 4.5. For Accounting scope 'Operation': Absolute deviation of the annual GHG emissions from the GHG emission limit value for 2019 | mandatory | CAR started in year 2020 | [kgCO2eq]
| 4.6. For Accounting scope 'Operation': Budget compliance according to the Climate Action Roadmap (-) | mandatory | CAR started in year 2020 | [Yes/No]
| 4.7. For Accounting scope 'Operation and Construction': Total GHG emissions to be offset by 2050 - construction | mandatory | Accounting scope "Operation" | [kgCO2eq]
| 4.8. For Accounting scope 'Operation and Construction': Total GHG emissions to be offset by 2050 - operation | mandatory | Accounting scope "Operation" | [kgCO2eq]
| 4.9. For Accounting scope 'Operation and Construction': Total avoided GHG emissions by 2050 | mandatory | Accounting scope "Operation" | [kgCO2eq]
| 4.10. For Accounting scope 'Operation and Construction': GHG emissions balance by 2050 (Total to be compensated by subtracting total avoided emissions) | mandatory | Accounting scope "Operation" | [kgCO2eq]
5. Further key metrics and additional information
5.1. Total final energy consumption of the building:
5.1.1. Electrical energy
| 5.1.1.1. Renewable energy | mandatory | 0 | [kWh/a]
| 5.1.1.2. Non-renewable energy | mandatory | 0 | [kWh/a]
5.1.2. Thermal energy
| 5.1.2.1. Renewable energy | mandatory | 0 | [kWh/a]
| 5.1.2.2. Non-renewable energy | mandatory | 0 | [kWh/a]
| 5.1.3. Total energy consumption | mandatory | 0 | [kWh/a]
| 5.2. Primary energy demand according to national energy regulation | optional |  | [kWh/a*m2]
| 5.3. Energy efficiency class according national energy regulation | optional |  | [Class]
| 5.4. GHG intensity of building operations according national energy regulation | optional |  | [kgCO2eq/m2]
5.5. Amount of renewable energy generated and used on site:
| 5.5.1. Electricity | mandatory | 0 | [kWh/a]
| 5.5.2. Heating | mandatory | 0 | [kWh/a]
| 5.5.3. Cooling | mandatory | 0 | [kWh/a]
| 5.5.4. Total | mandatory | 0 | [kWh/a]
5.6. Amount of renewable energy generated and exported on site:
| 5.6.1. Electricity | mandatory | 0 | [kWh/a]
| 5.6.2. Heating | mandatory | 0 | [kWh/a]
| 5.6.3. Cooling | mandatory | 0 | [kWh/a]
| 5.6.4. Total | mandatory | 0 | [kWh/a]
| 5.7. Amount of off-site generated renewable energy consumed on site: |  |  | [kWh/a]
| 5.7.1. Electrical energy | mandatory | 0 | [kWh/a]
| 5.7.2. Thermal energy | mandatory | 0 | [kWh/a]
| 5.8. For the term “carbon neutral building”: Requirements for the quality of the building envelope are met | mandatory | Please enter in condition survey | [Yes/No]
| 5.9. For the term "carbon neutral building": realised fraction of solar renewable potential | mandatory | Please enter in condition survey | [%]
| 5.10. For the term “carbon neutral building”: self-generated fraction of consumed final energy | mandatory | 0% | [%]
6. Communication when extended accounting scope and future relevant information
| 6.1. GHG emissions outside the accounting scope: mobility | optional |  | [kgCO2eq]
6.2. Other greenhouse gas emissions outside the accounting scope:
|  | optional |  | [kgCO2eq]
|  | optional |  | [kgCO2eq]
| 6.3. Amount of GHG emission certificates purchased for the building (not countable) | optional |  | [kgCO2eq]
| 6.4. Information on system/grid support | optional |  | [-]
6.5. Use of refrigerants
| 6.5.1. Refrigerant - type | optional |  | [-]
| 6.5.2. Refrigerant - amount | optional |  | [m3]
| 6.5.3. Refrigerant - CO2 factor | optional |  | [kgCO2eq/m3]
7. Terms in the sense of the Framework
| 7.1. "Carbon neutral operated building / site" | mandatory | NO | [Yes/No]
| 7.2. „Carbon neutral until 2050“ | mandatory | NEIN | [Yes/No]
| 7.3. „Carbon neutral created building / site“ | mandatory | NEIN | [Yes/No]
Note on B50: DGNB ÖKOBAUDAT-Datenbank GaBi-Datenbank

## ANNEX 1 Emission Factors
ANNEX 1: Emission factors
Energy source |  | Reference unit | Fraction - RE[%] | scopes | data source | from ANNEX 2 | Annual specific CO2 equivalent [kgCO2eq/kWh]
|  |  | information supplier | classification DGNB |  |  | 2014 | 2015 | 2016 | 2017 | 2018 | 2019 | 2020 | 2021 | 2022 | 2023 | 2024 | 2025 | 2026 | 2027 | 2028 | 2029 | 2030 | 2031 | 2032 | 2033 | 2034 | 2035 | 2036 | 2037 | 2038 | 2039 | 2040 | 2041 | 2042 | 2043 | 2044 | 2045 | 2046 | 2047 | 2048 | 2049 | 2050
A) Final energy produced on-site
Electrical Energy - Drop-Down Selection
| Electricity from solar radiation energy | 1 kWh | 100% | Scope 1 | DGNB |  | 0 | 0 | 0 | 0 | 0 | 0 | 0 | 0 | 0 | 0 | 0 | 0 | 0 | 0 | 0 | 0 | 0 | 0 | 0 | 0 | 0 | 0 | 0 | 0 | 0 | 0 | 0 | 0 | 0 | 0 | 0 | 0 | 0 | 0 | 0 | 0 | 0
| Electricity from wind power | 1 kWh | 100% | Scope 1 | DGNB |  | 0 | 0 | 0 | 0 | 0 | 0 | 0 | 0 | 0 | 0 | 0 | 0 | 0 | 0 | 0 | 0 | 0 | 0 | 0 | 0 | 0 | 0 | 0 | 0 | 0 | 0 | 0 | 0 | 0 | 0 | 0 | 0 | 0 | 0 | 0 | 0 | 0
Thermal Energy - Drop-Down Selection
| Geothermal energy | 1 kWh | 100% | Scope 1 | DGNB |  | 0 | 0 | 0 | 0 | 0 | 0 | 0 | 0 | 0 | 0 | 0 | 0 | 0 | 0 | 0 | 0 | 0 | 0 | 0 | 0 | 0 | 0 | 0 | 0 | 0 | 0 | 0 | 0 | 0 | 0 | 0 | 0 | 0 | 0 | 0 | 0 | 0
| Environmental heat | 1 kWh | 100% | Scope 1 | DGNB |  | 0 | 0 | 0 | 0 | 0 | 0 | 0 | 0 | 0 | 0 | 0 | 0 | 0 | 0 | 0 | 0 | 0 | 0 | 0 | 0 | 0 | 0 | 0 | 0 | 0 | 0 | 0 | 0 | 0 | 0 | 0 | 0 | 0 | 0 | 0 | 0 | 0
| Solar thermal energy | 1 kWh | 100% | Scope 1 | DGNB |  | 0 | 0 | 0 | 0 | 0 | 0 | 0 | 0 | 0 | 0 | 0 | 0 | 0 | 0 | 0 | 0 | 0 | 0 | 0 | 0 | 0 | 0 | 0 | 0 | 0 | 0 | 0 | 0 | 0 | 0 | 0 | 0 | 0 | 0 | 0 | 0 | 0
| Cooling source by renewable energy | 1 kWh | 100% | Scope 1 | DGNB |  | 0 | 0 | 0 | 0 | 0 | 0 | 0 | 0 | 0 | 0 | 0 | 0 | 0 | 0 | 0 | 0 | 0 | 0 | 0 | 0 | 0 | 0 | 0 | 0 | 0 | 0 | 0 | 0 | 0 | 0 | 0 | 0 | 0 | 0 | 0 | 0 | 0
B) Final energy imported into the system boundary ("Import")
Electrical Energy - Drop-Down Selection (german default)
| Electricity Mix Germany | 1 kWh | 0% | Scope 2 | ÖKOBAUDAT-Datenbank (Stand: 19.02.2020) |  | 0.5911 | 0.5397 | 0.55725 | 0.5748 | 0.532 | 0.5607 | 0.5894 | 0.58074 | 0.57208 | 0.56342 | 0.55476 | 0.5461 | 0.53744 | 0.52878 | 0.52012 | 0.51146 | 0.5028 | 0.49388 | 0.48496 | 0.47604 | 0.46712 | 0.4582 | 0.44928 | 0.44036 | 0.43144 | 0.42252 | 0.4136 | 0.40762 | 0.40164 | 0.39566 | 0.38968 | 0.3837 | 0.37772 | 0.37174 | 0.36576 | 0.35978 | 0.3538
| 'Green Electricity'-Mix 1 (supplier-specific) | 1 kWh | 100% | Scope 2 |  |  | Calculation in ANNEX 2 | Calculation in ANNEX 2 | Calculation in ANNEX 2 | Calculation in ANNEX 2 | Calculation in ANNEX 2 | Calculation in ANNEX 2 | Calculation in ANNEX 2 | Calculation in ANNEX 2 | Calculation in ANNEX 2 | Calculation in ANNEX 2 | Calculation in ANNEX 2 | Calculation in ANNEX 2 | Calculation in ANNEX 2 | Calculation in ANNEX 2 | Calculation in ANNEX 2 | Calculation in ANNEX 2 | Calculation in ANNEX 2 | Calculation in ANNEX 2 | Calculation in ANNEX 2 | Calculation in ANNEX 2 | Calculation in ANNEX 2 | Calculation in ANNEX 2 | Calculation in ANNEX 2 | Calculation in ANNEX 2 | Calculation in ANNEX 2 | Calculation in ANNEX 2 | Calculation in ANNEX 2 | Calculation in ANNEX 2 | Calculation in ANNEX 2 | Calculation in ANNEX 2 | Calculation in ANNEX 2 | Calculation in ANNEX 2 | Calculation in ANNEX 2 | Calculation in ANNEX 2 | Calculation in ANNEX 2 | Calculation in ANNEX 2 | Calculation in ANNEX 2
| 'Green Electricity'-Mix 2 (supplier-specific) | 1 kWh | 100% | Scope 2 |  |  | Calculation in ANNEX 2 | Calculation in ANNEX 2 | Calculation in ANNEX 2 | Calculation in ANNEX 2 | Calculation in ANNEX 2 | Calculation in ANNEX 2 | Calculation in ANNEX 2 | Calculation in ANNEX 2 | Calculation in ANNEX 2 | Calculation in ANNEX 2 | Calculation in ANNEX 2 | Calculation in ANNEX 2 | Calculation in ANNEX 2 | Calculation in ANNEX 2 | Calculation in ANNEX 2 | Calculation in ANNEX 2 | Calculation in ANNEX 2 | Calculation in ANNEX 2 | Calculation in ANNEX 2 | Calculation in ANNEX 2 | Calculation in ANNEX 2 | Calculation in ANNEX 2 | Calculation in ANNEX 2 | Calculation in ANNEX 2 | Calculation in ANNEX 2 | Calculation in ANNEX 2 | Calculation in ANNEX 2 | Calculation in ANNEX 2 | Calculation in ANNEX 2 | Calculation in ANNEX 2 | Calculation in ANNEX 2 | Calculation in ANNEX 2 | Calculation in ANNEX 2 | Calculation in ANNEX 2 | Calculation in ANNEX 2 | Calculation in ANNEX 2 | Calculation in ANNEX 2
| 'Green Electricity'-Mix 3 (supplier-specific) | 1 kWh | 100% | Scope 2 |  |  | Calculation in ANNEX 2 | Calculation in ANNEX 2 | Calculation in ANNEX 2 | Calculation in ANNEX 2 | Calculation in ANNEX 2 | Calculation in ANNEX 2 | Calculation in ANNEX 2 | Calculation in ANNEX 2 | Calculation in ANNEX 2 | Calculation in ANNEX 2 | Calculation in ANNEX 2 | Calculation in ANNEX 2 | Calculation in ANNEX 2 | Calculation in ANNEX 2 | Calculation in ANNEX 2 | Calculation in ANNEX 2 | Calculation in ANNEX 2 | Calculation in ANNEX 2 | Calculation in ANNEX 2 | Calculation in ANNEX 2 | Calculation in ANNEX 2 | Calculation in ANNEX 2 | Calculation in ANNEX 2 | Calculation in ANNEX 2 | Calculation in ANNEX 2 | Calculation in ANNEX 2 | Calculation in ANNEX 2 | Calculation in ANNEX 2 | Calculation in ANNEX 2 | Calculation in ANNEX 2 | Calculation in ANNEX 2 | Calculation in ANNEX 2 | Calculation in ANNEX 2 | Calculation in ANNEX 2 | Calculation in ANNEX 2 | Calculation in ANNEX 2 | Calculation in ANNEX 2
| Emission factor 1 (project-specific) | 1 kWh | 0% | Scope 2 |  |  | Calculation in ANNEX 2 | Calculation in ANNEX 2 | Calculation in ANNEX 2 | Calculation in ANNEX 2 | Calculation in ANNEX 2 | Calculation in ANNEX 2 | Calculation in ANNEX 2 | Calculation in ANNEX 2 | Calculation in ANNEX 2 | Calculation in ANNEX 2 | Calculation in ANNEX 2 | Calculation in ANNEX 2 | Calculation in ANNEX 2 | Calculation in ANNEX 2 | Calculation in ANNEX 2 | Calculation in ANNEX 2 | Calculation in ANNEX 2 | Calculation in ANNEX 2 | Calculation in ANNEX 2 | Calculation in ANNEX 2 | Calculation in ANNEX 2 | Calculation in ANNEX 2 | Calculation in ANNEX 2 | Calculation in ANNEX 2 | Calculation in ANNEX 2 | Calculation in ANNEX 2 | Calculation in ANNEX 2 | Calculation in ANNEX 2 | Calculation in ANNEX 2 | Calculation in ANNEX 2 | Calculation in ANNEX 2 | Calculation in ANNEX 2 | Calculation in ANNEX 2 | Calculation in ANNEX 2 | Calculation in ANNEX 2 | Calculation in ANNEX 2 | Calculation in ANNEX 2
| Emission factor 2 (project-specific) | 1 kWh | 0% | Scope 2 |  |  | Calculation in ANNEX 2 | Calculation in ANNEX 2 | Calculation in ANNEX 2 | Calculation in ANNEX 2 | Calculation in ANNEX 2 | Calculation in ANNEX 2 | Calculation in ANNEX 2 | Calculation in ANNEX 2 | Calculation in ANNEX 2 | Calculation in ANNEX 2 | Calculation in ANNEX 2 | Calculation in ANNEX 2 | Calculation in ANNEX 2 | Calculation in ANNEX 2 | Calculation in ANNEX 2 | Calculation in ANNEX 2 | Calculation in ANNEX 2 | Calculation in ANNEX 2 | Calculation in ANNEX 2 | Calculation in ANNEX 2 | Calculation in ANNEX 2 | Calculation in ANNEX 2 | Calculation in ANNEX 2 | Calculation in ANNEX 2 | Calculation in ANNEX 2 | Calculation in ANNEX 2 | Calculation in ANNEX 2 | Calculation in ANNEX 2 | Calculation in ANNEX 2 | Calculation in ANNEX 2 | Calculation in ANNEX 2 | Calculation in ANNEX 2 | Calculation in ANNEX 2 | Calculation in ANNEX 2 | Calculation in ANNEX 2 | Calculation in ANNEX 2 | Calculation in ANNEX 2
| Emission factor 3 (project-specific) | 1 kWh | 0% | Scope 2 |  |  | Calculation in ANNEX 2 | Calculation in ANNEX 2 | Calculation in ANNEX 2 | Calculation in ANNEX 2 | Calculation in ANNEX 2 | Calculation in ANNEX 2 | Calculation in ANNEX 2 | Calculation in ANNEX 2 | Calculation in ANNEX 2 | Calculation in ANNEX 2 | Calculation in ANNEX 2 | Calculation in ANNEX 2 | Calculation in ANNEX 2 | Calculation in ANNEX 2 | Calculation in ANNEX 2 | Calculation in ANNEX 2 | Calculation in ANNEX 2 | Calculation in ANNEX 2 | Calculation in ANNEX 2 | Calculation in ANNEX 2 | Calculation in ANNEX 2 | Calculation in ANNEX 2 | Calculation in ANNEX 2 | Calculation in ANNEX 2 | Calculation in ANNEX 2 | Calculation in ANNEX 2 | Calculation in ANNEX 2 | Calculation in ANNEX 2 | Calculation in ANNEX 2 | Calculation in ANNEX 2 | Calculation in ANNEX 2 | Calculation in ANNEX 2 | Calculation in ANNEX 2 | Calculation in ANNEX 2 | Calculation in ANNEX 2 | Calculation in ANNEX 2 | Calculation in ANNEX 2
Green Electricity-Mix: Calculation based on breakdown of energy mix (percentage)
| Electricity from wind power | 1 kWh |  |  | ÖKOBAUDAT-Datenbank (Stand: 19.02.2020) |  | 0.01048 | 0.01048 | 0.01048 | 0.01048 | 0.01048 | 0.01048 | 0.01048 | 0.01048 | 0.01048 | 0.01048 | 0.01048 | 0.01048 | 0.01048 | 0.01048 | 0.01048 | 0.01048 | 0.01048 | 0.01048 | 0.01048 | 0.01048 | 0.01048 | 0.01048 | 0.01048 | 0.01048 | 0.01048 | 0.01048 | 0.01048 | 0.01048 | 0.01048 | 0.01048 | 0.01048 | 0.01048 | 0.01048 | 0.01048 | 0.01048 | 0.01048 | 0.01048
| Electricity from hydropower | 1 kWh |  |  | ÖKOBAUDAT-Datenbank (Stand: 19.02.2020) |  | 0.00595 | 0.00595 | 0.00595 | 0.00595 | 0.00595 | 0.00595 | 0.00595 | 0.00595 | 0.00595 | 0.00595 | 0.00595 | 0.00595 | 0.00595 | 0.00595 | 0.00595 | 0.00595 | 0.00595 | 0.00595 | 0.00595 | 0.00595 | 0.00595 | 0.00595 | 0.00595 | 0.00595 | 0.00595 | 0.00595 | 0.00595 | 0.00595 | 0.00595 | 0.00595 | 0.00595 | 0.00595 | 0.00595 | 0.00595 | 0.00595 | 0.00595 | 0.00595
| Electricity from solar PV | 1 kWh |  |  | GaBi-Datenbank |  | 0.0805 | 0.0805 | 0.0805 | 0.0805 | 0.0805 | 0.0805 | 0.0805 | 0.0805 | 0.0805 | 0.0805 | 0.0805 | 0.0805 | 0.0805 | 0.0805 | 0.0805 | 0.0805 | 0.0805 | 0.0805 | 0.0805 | 0.0805 | 0.0805 | 0.0805 | 0.0805 | 0.0805 | 0.0805 | 0.0805 | 0.0805 | 0.0805 | 0.0805 | 0.0805 | 0.0805 | 0.0805 | 0.0805 | 0.0805 | 0.0805 | 0.0805 | 0.0805
| Electricity from biomass | 1 kWh |  |  | GaBi-Datenbank |  | 0.045 | 0.045 | 0.045 | 0.045 | 0.045 | 0.045 | 0.045 | 0.045 | 0.045 | 0.045 | 0.045 | 0.045 | 0.045 | 0.045 | 0.045 | 0.045 | 0.045 | 0.045 | 0.045 | 0.045 | 0.045 | 0.045 | 0.045 | 0.045 | 0.045 | 0.045 | 0.045 | 0.045 | 0.045 | 0.045 | 0.045 | 0.045 | 0.045 | 0.045 | 0.045 | 0.045 | 0.045
| Electricity from biogas | 1 kWh |  |  | GaBi-Datenbank |  | 0.192 | 0.192 | 0.192 | 0.192 | 0.192 | 0.192 | 0.192 | 0.192 | 0.192 | 0.192 | 0.192 | 0.192 | 0.192 | 0.192 | 0.192 | 0.192 | 0.192 | 0.192 | 0.192 | 0.192 | 0.192 | 0.192 | 0.192 | 0.192 | 0.192 | 0.192 | 0.192 | 0.192 | 0.192 | 0.192 | 0.192 | 0.192 | 0.192 | 0.192 | 0.192 | 0.192 | 0.192
Thermal Energy - Drop-Down Selection
| Heating-Mix Germany (source DGNB, 2018) | 1 kWh | 0% | Scope 2 | DGNB |  | 0.231 | 0.231 | 0.231 | 0.231 | 0.231 | 0.231 | 0.231 | 0.231 | 0.231 | 0.231 | 0.231 | 0.231 | 0.231 | 0.231 | 0.231 | 0.231 | 0.231 | 0.231 | 0.231 | 0.231 | 0.231 | 0.231 | 0.231 | 0.231 | 0.231 | 0.231 | 0.231 | 0.231 | 0.231 | 0.231 | 0.231 | 0.231 | 0.231 | 0.231 | 0.231 | 0.231 | 0.231
| Final energy from wood chips | 1 kWh | 100% | Scope 1 | ÖKOBAUDAT-Datenbank (Stand: 19.02.2020) |  | 0.007479 | 0.007479 | 0.007479 | 0.007479 | 0.007479 | 0.007479 | 0.007479 | 0.007479 | 0.007479 | 0.007479 | 0.007479 | 0.007479 | 0.007479 | 0.007479 | 0.007479 | 0.007479 | 0.007479 | 0.007479 | 0.007479 | 0.007479 | 0.007479 | 0.007479 | 0.007479 | 0.007479 | 0.007479 | 0.007479 | 0.007479 | 0.007479 | 0.007479 | 0.007479 | 0.007479 | 0.007479 | 0.007479 | 0.007479 | 0.007479 | 0.007479 | 0.007479
| Final energy from wood pellets | 1 kWh | 100% | Scope 1 | ÖKOBAUDAT-Datenbank (Stand: 19.02.2020) |  | 0.02108 | 0.02108 | 0.02108 | 0.02108 | 0.02108 | 0.02108 | 0.02108 | 0.02108 | 0.02108 | 0.02108 | 0.02108 | 0.02108 | 0.02108 | 0.02108 | 0.02108 | 0.02108 | 0.02108 | 0.02108 | 0.02108 | 0.02108 | 0.02108 | 0.02108 | 0.02108 | 0.02108 | 0.02108 | 0.02108 | 0.02108 | 0.02108 | 0.02108 | 0.02108 | 0.02108 | 0.02108 | 0.02108 | 0.02108 | 0.02108 | 0.02108 | 0.02108
| Final energy from biogas-mix Germany, upper heating value | 1 kWh | 100% | Scope 1 | GaBi-Datenbank | bar: Annual specific CO2 equivalent [kgCO2eq/kWh] 2014 to Annual specific CO2 equivalent [kgCO2eq/kWh] 2050
| Final energy from biogas-mix Germany, lower heating value | 1 kWh | 100% | Scope 1 | GaBi-Datenbank | bar: Annual specific CO2 equivalent [kgCO2eq/kWh] 2014 to Annual specific CO2 equivalent [kgCO2eq/kWh] 2050
| Final energy from gas, upper heating value | 1 kWh | 0% | Scope 1 | ÖKOBAUDAT-Datenbank (Stand: 19.02.2020) |  | 0.2348 | 0.2348 | 0.2348 | 0.2348 | 0.2348 | 0.2348 | 0.2348 | 0.2348 | 0.2348 | 0.2348 | 0.2348 | 0.2348 | 0.2348 | 0.2348 | 0.2348 | 0.2348 | 0.2348 | 0.2348 | 0.2348 | 0.2348 | 0.2348 | 0.2348 | 0.2348 | 0.2348 | 0.2348 | 0.2348 | 0.2348 | 0.2348 | 0.2348 | 0.2348 | 0.2348 | 0.2348 | 0.2348 | 0.2348 | 0.2348 | 0.2348 | 0.2348
| Final energy from gas, lower heating temperature | 1 kWh | 0% | Scope 1 | ÖKOBAUDAT-Datenbank (Stand: 19.02.2020) |  | 0.2339 | 0.2339 | 0.2339 | 0.2339 | 0.2339 | 0.2339 | 0.2339 | 0.2339 | 0.2339 | 0.2339 | 0.2339 | 0.2339 | 0.2339 | 0.2339 | 0.2339 | 0.2339 | 0.2339 | 0.2339 | 0.2339 | 0.2339 | 0.2339 | 0.2339 | 0.2339 | 0.2339 | 0.2339 | 0.2339 | 0.2339 | 0.2339 | 0.2339 | 0.2339 | 0.2339 | 0.2339 | 0.2339 | 0.2339 | 0.2339 | 0.2339 | 0.2339
| Final energy from oil, upper and lower heating value | 1 kWh | 0% | Scope 1 | ÖKOBAUDAT-Datenbank (Stand: 19.02.2020) |  | 0.2996 | 0.2996 | 0.2996 | 0.2996 | 0.2996 | 0.2996 | 0.2996 | 0.2996 | 0.2996 | 0.2996 | 0.2996 | 0.2996 | 0.2996 | 0.2996 | 0.2996 | 0.2996 | 0.2996 | 0.2996 | 0.2996 | 0.2996 | 0.2996 | 0.2996 | 0.2996 | 0.2996 | 0.2996 | 0.2996 | 0.2996 | 0.2996 | 0.2996 | 0.2996 | 0.2996 | 0.2996 | 0.2996 | 0.2996 | 0.2996 | 0.2996 | 0.2996
| Final energy district heating from biogas (100%) | 1 kWh | 100% | Scope 2 | ÖKOBAUDAT-Datenbank (Stand: 19.02.2020) |  | 0.05629 | 0.05629 | 0.05629 | 0.05629 | 0.05629 | 0.05629 | 0.05629 | 0.05629 | 0.05629 | 0.05629 | 0.05629 | 0.05629 | 0.05629 | 0.05629 | 0.05629 | 0.05629 | 0.05629 | 0.05629 | 0.05629 | 0.05629 | 0.05629 | 0.05629 | 0.05629 | 0.05629 | 0.05629 | 0.05629 | 0.05629 | 0.05629 | 0.05629 | 0.05629 | 0.05629 | 0.05629 | 0.05629 | 0.05629 | 0.05629 | 0.05629 | 0.05629
| Final energy district heating from biomass (solid) | 1 kWh | 100% | Scope 2 | ÖKOBAUDAT-Datenbank (Stand: 19.02.2020) |  | 0.01153 | 0.01153 | 0.01153 | 0.01153 | 0.01153 | 0.01153 | 0.01153 | 0.01153 | 0.01153 | 0.01153 | 0.01153 | 0.01153 | 0.01153 | 0.01153 | 0.01153 | 0.01153 | 0.01153 | 0.01153 | 0.01153 | 0.01153 | 0.01153 | 0.01153 | 0.01153 | 0.01153 | 0.01153 | 0.01153 | 0.01153 | 0.01153 | 0.01153 | 0.01153 | 0.01153 | 0.01153 | 0.01153 | 0.01153 | 0.01153 | 0.01153 | 0.01153
| Final energy district heating (120-400 kW) | 1 kWh | 0% | Scope 2 | ÖKOBAUDAT-Datenbank (Stand: 19.02.2020) |  | 0.2744 | 0.2744 | 0.2744 | 0.2744 | 0.2744 | 0.2744 | 0.2744 | 0.2744 | 0.2744 | 0.2744 | 0.2744 | 0.2744 | 0.2744 | 0.2744 | 0.2744 | 0.2744 | 0.2744 | 0.2744 | 0.2744 | 0.2744 | 0.2744 | 0.2744 | 0.2744 | 0.2744 | 0.2744 | 0.2744 | 0.2744 | 0.2744 | 0.2744 | 0.2744 | 0.2744 | 0.2744 | 0.2744 | 0.2744 | 0.2744 | 0.2744 | 0.2744
| Final energy district heating (20-120 kW) | 1 kWh | 0% | Scope 2 | ÖKOBAUDAT-Datenbank (Stand: 19.02.2020) |  | 0.2763 | 0.2763 | 0.2763 | 0.2763 | 0.2763 | 0.2763 | 0.2763 | 0.2763 | 0.2763 | 0.2763 | 0.2763 | 0.2763 | 0.2763 | 0.2763 | 0.2763 | 0.2763 | 0.2763 | 0.2763 | 0.2763 | 0.2763 | 0.2763 | 0.2763 | 0.2763 | 0.2763 | 0.2763 | 0.2763 | 0.2763 | 0.2763 | 0.2763 | 0.2763 | 0.2763 | 0.2763 | 0.2763 | 0.2763 | 0.2763 | 0.2763 | 0.2763
| District heating 1 (supplier-specific) | 1 kWh | 0% | Scope 2 |  |  | Calculation in ANNEX 2 | Calculation in ANNEX 2 | Calculation in ANNEX 2 | Calculation in ANNEX 2 | Calculation in ANNEX 2 | Calculation in ANNEX 2 | Calculation in ANNEX 2 | Calculation in ANNEX 2 | Calculation in ANNEX 2 | Calculation in ANNEX 2 | Calculation in ANNEX 2 | Calculation in ANNEX 2 | Calculation in ANNEX 2 | Calculation in ANNEX 2 | Calculation in ANNEX 2 | Calculation in ANNEX 2 | Calculation in ANNEX 2 | Calculation in ANNEX 2 | Calculation in ANNEX 2 | Calculation in ANNEX 2 | Calculation in ANNEX 2 | Calculation in ANNEX 2 | Calculation in ANNEX 2 | Calculation in ANNEX 2 | Calculation in ANNEX 2 | Calculation in ANNEX 2 | Calculation in ANNEX 2 | Calculation in ANNEX 2 | Calculation in ANNEX 2 | Calculation in ANNEX 2 | Calculation in ANNEX 2 | Calculation in ANNEX 2 | Calculation in ANNEX 2 | Calculation in ANNEX 2 | Calculation in ANNEX 2 | Calculation in ANNEX 2 | Calculation in ANNEX 2
| District heating 2 (supplier-specific) | 1 kWh | 0% | Scope 2 |  |  | Calculation in ANNEX 2 | Calculation in ANNEX 2 | Calculation in ANNEX 2 | Calculation in ANNEX 2 | Calculation in ANNEX 2 | Calculation in ANNEX 2 | Calculation in ANNEX 2 | Calculation in ANNEX 2 | Calculation in ANNEX 2 | Calculation in ANNEX 2 | Calculation in ANNEX 2 | Calculation in ANNEX 2 | Calculation in ANNEX 2 | Calculation in ANNEX 2 | Calculation in ANNEX 2 | Calculation in ANNEX 2 | Calculation in ANNEX 2 | Calculation in ANNEX 2 | Calculation in ANNEX 2 | Calculation in ANNEX 2 | Calculation in ANNEX 2 | Calculation in ANNEX 2 | Calculation in ANNEX 2 | Calculation in ANNEX 2 | Calculation in ANNEX 2 | Calculation in ANNEX 2 | Calculation in ANNEX 2 | Calculation in ANNEX 2 | Calculation in ANNEX 2 | Calculation in ANNEX 2 | Calculation in ANNEX 2 | Calculation in ANNEX 2 | Calculation in ANNEX 2 | Calculation in ANNEX 2 | Calculation in ANNEX 2 | Calculation in ANNEX 2 | Calculation in ANNEX 2
| District heating 3 (supplier-specific) | 1 kWh | 0% | Scope 2 |  |  | Calculation in ANNEX 2 | Calculation in ANNEX 2 | Calculation in ANNEX 2 | Calculation in ANNEX 2 | Calculation in ANNEX 2 | Calculation in ANNEX 2 | Calculation in ANNEX 2 | Calculation in ANNEX 2 | Calculation in ANNEX 2 | Calculation in ANNEX 2 | Calculation in ANNEX 2 | Calculation in ANNEX 2 | Calculation in ANNEX 2 | Calculation in ANNEX 2 | Calculation in ANNEX 2 | Calculation in ANNEX 2 | Calculation in ANNEX 2 | Calculation in ANNEX 2 | Calculation in ANNEX 2 | Calculation in ANNEX 2 | Calculation in ANNEX 2 | Calculation in ANNEX 2 | Calculation in ANNEX 2 | Calculation in ANNEX 2 | Calculation in ANNEX 2 | Calculation in ANNEX 2 | Calculation in ANNEX 2 | Calculation in ANNEX 2 | Calculation in ANNEX 2 | Calculation in ANNEX 2 | Calculation in ANNEX 2 | Calculation in ANNEX 2 | Calculation in ANNEX 2 | Calculation in ANNEX 2 | Calculation in ANNEX 2 | Calculation in ANNEX 2 | Calculation in ANNEX 2
| District cooling 1 (supplier-specific) | 1 kWh | 0% | Scope 2 |  |  | Calculation in ANNEX 2 | Calculation in ANNEX 2 | Calculation in ANNEX 2 | Calculation in ANNEX 2 | Calculation in ANNEX 2 | Calculation in ANNEX 2 | Calculation in ANNEX 2 | Calculation in ANNEX 2 | Calculation in ANNEX 2 | Calculation in ANNEX 2 | Calculation in ANNEX 2 | Calculation in ANNEX 2 | Calculation in ANNEX 2 | Calculation in ANNEX 2 | Calculation in ANNEX 2 | Calculation in ANNEX 2 | Calculation in ANNEX 2 | Calculation in ANNEX 2 | Calculation in ANNEX 2 | Calculation in ANNEX 2 | Calculation in ANNEX 2 | Calculation in ANNEX 2 | Calculation in ANNEX 2 | Calculation in ANNEX 2 | Calculation in ANNEX 2 | Calculation in ANNEX 2 | Calculation in ANNEX 2 | Calculation in ANNEX 2 | Calculation in ANNEX 2 | Calculation in ANNEX 2 | Calculation in ANNEX 2 | Calculation in ANNEX 2 | Calculation in ANNEX 2 | Calculation in ANNEX 2 | Calculation in ANNEX 2 | Calculation in ANNEX 2 | Calculation in ANNEX 2
| District cooling 2 (supplier-specific) | 1 kWh | 0% | Scope 2 |  |  | Calculation in ANNEX 2 | Calculation in ANNEX 2 | Calculation in ANNEX 2 | Calculation in ANNEX 2 | Calculation in ANNEX 2 | Calculation in ANNEX 2 | Calculation in ANNEX 2 | Calculation in ANNEX 2 | Calculation in ANNEX 2 | Calculation in ANNEX 2 | Calculation in ANNEX 2 | Calculation in ANNEX 2 | Calculation in ANNEX 2 | Calculation in ANNEX 2 | Calculation in ANNEX 2 | Calculation in ANNEX 2 | Calculation in ANNEX 2 | Calculation in ANNEX 2 | Calculation in ANNEX 2 | Calculation in ANNEX 2 | Calculation in ANNEX 2 | Calculation in ANNEX 2 | Calculation in ANNEX 2 | Calculation in ANNEX 2 | Calculation in ANNEX 2 | Calculation in ANNEX 2 | Calculation in ANNEX 2 | Calculation in ANNEX 2 | Calculation in ANNEX 2 | Calculation in ANNEX 2 | Calculation in ANNEX 2 | Calculation in ANNEX 2 | Calculation in ANNEX 2 | Calculation in ANNEX 2 | Calculation in ANNEX 2 | Calculation in ANNEX 2 | Calculation in ANNEX 2
| District cooling 3 (supplier-specific) | 1 kWh | 0% | Scope 2 |  |  | Calculation in ANNEX 2 | Calculation in ANNEX 2 | Calculation in ANNEX 2 | Calculation in ANNEX 2 | Calculation in ANNEX 2 | Calculation in ANNEX 2 | Calculation in ANNEX 2 | Calculation in ANNEX 2 | Calculation in ANNEX 2 | Calculation in ANNEX 2 | Calculation in ANNEX 2 | Calculation in ANNEX 2 | Calculation in ANNEX 2 | Calculation in ANNEX 2 | Calculation in ANNEX 2 | Calculation in ANNEX 2 | Calculation in ANNEX 2 | Calculation in ANNEX 2 | Calculation in ANNEX 2 | Calculation in ANNEX 2 | Calculation in ANNEX 2 | Calculation in ANNEX 2 | Calculation in ANNEX 2 | Calculation in ANNEX 2 | Calculation in ANNEX 2 | Calculation in ANNEX 2 | Calculation in ANNEX 2 | Calculation in ANNEX 2 | Calculation in ANNEX 2 | Calculation in ANNEX 2 | Calculation in ANNEX 2 | Calculation in ANNEX 2 | Calculation in ANNEX 2 | Calculation in ANNEX 2 | Calculation in ANNEX 2 | Calculation in ANNEX 2 | Calculation in ANNEX 2
C) Final energy exported beyond the system boundary
Electrical Energy
| Electricity Mix Germany | 1 kWh | 0% | Scope 2 | ÖKOBAUDAT-Datenbank (Stand: 19.02.2020) |  | 0.5911 | 0.5397 | 0.55725 | 0.5748 | 0.532 | 0.5607 | 0.5894 | 0.58074 | 0.57208 | 0.56342 | 0.55476 | 0.5461 | 0.53744 | 0.52878 | 0.52012 | 0.51146 | 0.5028 | 0.49388 | 0.48496 | 0.47604 | 0.46712 | 0.4582 | 0.44928 | 0.44036 | 0.43144 | 0.42252 | 0.4136 | 0.40762 | 0.40164 | 0.39566 | 0.38968 | 0.3837 | 0.37772 | 0.37174 | 0.36576 | 0.35978 | 0.3538
Thermal Energy - Drop-Down Selection
| Heating-Mix Germany (source DGNB, 2018) | 1 kWh | 0% | Scope 2 | DGNB |  | 0.231 | 0.231 | 0.231 | 0.231 | 0.231 | 0.231 | 0.231 | 0.231 | 0.231 | 0.231 | 0.231 | 0.231 | 0.231 | 0.231 | 0.231 | 0.231 | 0.231 | 0.231 | 0.231 | 0.231 | 0.231 | 0.231 | 0.231 | 0.231 | 0.231 | 0.231 | 0.231 | 0.231 | 0.231 | 0.231 | 0.231 | 0.231 | 0.231 | 0.231 | 0.231 | 0.231 | 0.231
| District heating 1 (supplier-specific) | 1 kWh | 0% | Scope 2 |  |  | Calculation in ANNEX 2 | Calculation in ANNEX 2 | Calculation in ANNEX 2 | Calculation in ANNEX 2 | Calculation in ANNEX 2 | Calculation in ANNEX 2 | Calculation in ANNEX 2 | Calculation in ANNEX 2 | Calculation in ANNEX 2 | Calculation in ANNEX 2 | Calculation in ANNEX 2 | Calculation in ANNEX 2 | Calculation in ANNEX 2 | Calculation in ANNEX 2 | Calculation in ANNEX 2 | Calculation in ANNEX 2 | Calculation in ANNEX 2 | Calculation in ANNEX 2 | Calculation in ANNEX 2 | Calculation in ANNEX 2 | Calculation in ANNEX 2 | Calculation in ANNEX 2 | Calculation in ANNEX 2 | Calculation in ANNEX 2 | Calculation in ANNEX 2 | Calculation in ANNEX 2 | Calculation in ANNEX 2 | Calculation in ANNEX 2 | Calculation in ANNEX 2 | Calculation in ANNEX 2 | Calculation in ANNEX 2 | Calculation in ANNEX 2 | Calculation in ANNEX 2 | Calculation in ANNEX 2 | Calculation in ANNEX 2 | Calculation in ANNEX 2 | Calculation in ANNEX 2
| District heating 2 (supplier-specific) | 1 kWh | 0% | Scope 2 |  |  | Calculation in ANNEX 2 | Calculation in ANNEX 2 | Calculation in ANNEX 2 | Calculation in ANNEX 2 | Calculation in ANNEX 2 | Calculation in ANNEX 2 | Calculation in ANNEX 2 | Calculation in ANNEX 2 | Calculation in ANNEX 2 | Calculation in ANNEX 2 | Calculation in ANNEX 2 | Calculation in ANNEX 2 | Calculation in ANNEX 2 | Calculation in ANNEX 2 | Calculation in ANNEX 2 | Calculation in ANNEX 2 | Calculation in ANNEX 2 | Calculation in ANNEX 2 | Calculation in ANNEX 2 | Calculation in ANNEX 2 | Calculation in ANNEX 2 | Calculation in ANNEX 2 | Calculation in ANNEX 2 | Calculation in ANNEX 2 | Calculation in ANNEX 2 | Calculation in ANNEX 2 | Calculation in ANNEX 2 | Calculation in ANNEX 2 | Calculation in ANNEX 2 | Calculation in ANNEX 2 | Calculation in ANNEX 2 | Calculation in ANNEX 2 | Calculation in ANNEX 2 | Calculation in ANNEX 2 | Calculation in ANNEX 2 | Calculation in ANNEX 2 | Calculation in ANNEX 2
| District heating 3 (supplier-specific) | 1 kWh | 0% | Scope 2 |  |  | Calculation in ANNEX 2 | Calculation in ANNEX 2 | Calculation in ANNEX 2 | Calculation in ANNEX 2 | Calculation in ANNEX 2 | Calculation in ANNEX 2 | Calculation in ANNEX 2 | Calculation in ANNEX 2 | Calculation in ANNEX 2 | Calculation in ANNEX 2 | Calculation in ANNEX 2 | Calculation in ANNEX 2 | Calculation in ANNEX 2 | Calculation in ANNEX 2 | Calculation in ANNEX 2 | Calculation in ANNEX 2 | Calculation in ANNEX 2 | Calculation in ANNEX 2 | Calculation in ANNEX 2 | Calculation in ANNEX 2 | Calculation in ANNEX 2 | Calculation in ANNEX 2 | Calculation in ANNEX 2 | Calculation in ANNEX 2 | Calculation in ANNEX 2 | Calculation in ANNEX 2 | Calculation in ANNEX 2 | Calculation in ANNEX 2 | Calculation in ANNEX 2 | Calculation in ANNEX 2 | Calculation in ANNEX 2 | Calculation in ANNEX 2 | Calculation in ANNEX 2 | Calculation in ANNEX 2 | Calculation in ANNEX 2 | Calculation in ANNEX 2 | Calculation in ANNEX 2
| District cooling 1 (supplier-specific) | 1 kWh | 0% | Scope 2 |  |  | Calculation in ANNEX 2 | Calculation in ANNEX 2 | Calculation in ANNEX 2 | Calculation in ANNEX 2 | Calculation in ANNEX 2 | Calculation in ANNEX 2 | Calculation in ANNEX 2 | Calculation in ANNEX 2 | Calculation in ANNEX 2 | Calculation in ANNEX 2 | Calculation in ANNEX 2 | Calculation in ANNEX 2 | Calculation in ANNEX 2 | Calculation in ANNEX 2 | Calculation in ANNEX 2 | Calculation in ANNEX 2 | Calculation in ANNEX 2 | Calculation in ANNEX 2 | Calculation in ANNEX 2 | Calculation in ANNEX 2 | Calculation in ANNEX 2 | Calculation in ANNEX 2 | Calculation in ANNEX 2 | Calculation in ANNEX 2 | Calculation in ANNEX 2 | Calculation in ANNEX 2 | Calculation in ANNEX 2 | Calculation in ANNEX 2 | Calculation in ANNEX 2 | Calculation in ANNEX 2 | Calculation in ANNEX 2 | Calculation in ANNEX 2 | Calculation in ANNEX 2 | Calculation in ANNEX 2 | Calculation in ANNEX 2 | Calculation in ANNEX 2 | Calculation in ANNEX 2
| District cooling 2 (supplier-specific) | 1 kWh | 0% | Scope 2 |  |  | Calculation in ANNEX 2 | Calculation in ANNEX 2 | Calculation in ANNEX 2 | Calculation in ANNEX 2 | Calculation in ANNEX 2 | Calculation in ANNEX 2 | Calculation in ANNEX 2 | Calculation in ANNEX 2 | Calculation in ANNEX 2 | Calculation in ANNEX 2 | Calculation in ANNEX 2 | Calculation in ANNEX 2 | Calculation in ANNEX 2 | Calculation in ANNEX 2 | Calculation in ANNEX 2 | Calculation in ANNEX 2 | Calculation in ANNEX 2 | Calculation in ANNEX 2 | Calculation in ANNEX 2 | Calculation in ANNEX 2 | Calculation in ANNEX 2 | Calculation in ANNEX 2 | Calculation in ANNEX 2 | Calculation in ANNEX 2 | Calculation in ANNEX 2 | Calculation in ANNEX 2 | Calculation in ANNEX 2 | Calculation in ANNEX 2 | Calculation in ANNEX 2 | Calculation in ANNEX 2 | Calculation in ANNEX 2 | Calculation in ANNEX 2 | Calculation in ANNEX 2 | Calculation in ANNEX 2 | Calculation in ANNEX 2 | Calculation in ANNEX 2 | Calculation in ANNEX 2
| District cooling 3 (supplier-specific) | 1 kWh | 0% | Scope 2 |  |  | Calculation in ANNEX 2 | Calculation in ANNEX 2 | Calculation in ANNEX 2 | Calculation in ANNEX 2 | Calculation in ANNEX 2 | Calculation in ANNEX 2 | Calculation in ANNEX 2 | Calculation in ANNEX 2 | Calculation in ANNEX 2 | Calculation in ANNEX 2 | Calculation in ANNEX 2 | Calculation in ANNEX 2 | Calculation in ANNEX 2 | Calculation in ANNEX 2 | Calculation in ANNEX 2 | Calculation in ANNEX 2 | Calculation in ANNEX 2 | Calculation in ANNEX 2 | Calculation in ANNEX 2 | Calculation in ANNEX 2 | Calculation in ANNEX 2 | Calculation in ANNEX 2 | Calculation in ANNEX 2 | Calculation in ANNEX 2 | Calculation in ANNEX 2 | Calculation in ANNEX 2 | Calculation in ANNEX 2 | Calculation in ANNEX 2 | Calculation in ANNEX 2 | Calculation in ANNEX 2 | Calculation in ANNEX 2 | Calculation in ANNEX 2 | Calculation in ANNEX 2 | Calculation in ANNEX 2 | Calculation in ANNEX 2 | Calculation in ANNEX 2 | Calculation in ANNEX 2
D) GHG emissions from construction
| Construction - 50 years (source DGNB, 2018) | m²NRF*a |  |  | DGNB |  | 9.4 | 9.4 | 9.4 | 9.4 | 9.4 | 9.4 | 9.4 | 9.4 | 9.4 | 9.4 | 9.4 | 9.4 | 9.4 | 9.4 | 9.4 | 9.4 | 9.4 | 9.4 | 9.4 | 9.4 | 9.4 | 9.4 | 9.4 | 9.4 | 9.4 | 9.4 | 9.4 | 9.4 | 9.4 | 9.4 | 9.4 | 9.4 | 9.4 | 9.4 | 9.4 | 9.4 | 9.4
Note on M5: Referenzdatensatz Der rot markierte Datensatz stammt aus der in Spalte F angegebenen Datenquelle. Dieser Referenzdatensatz wird für alle Jahre bis 2050 unverändert angegeben, sofern keine anderen Daten vorliegen.
Note on B9: Definition Erneuerbare Energie: gemäß EnEV/GEG
Note on B10: Definition Erneuerbare Energie: gemäß EnEV/GEG
Note on B14: Definition Erneuerbare Energie: gemäß EnEV/GEG
Note on B15: Definition Erneuerbare Energie: gemäß EnEV/GEG
Note on B16: Definition Erneuerbare Energie: gemäß EnEV/GEG
Note on B17: Definition Erneuerbare Energie: gemäß EnEV/GEG

## ANNEX 2 Specific Factors
ANNEX 2: Specific emission factors
In this worksheet individual supplier-specific emission factors are entered or calculated. An individual proof according to the Framework is necessary for the data.
1. Supplier-specific 'Green Electricity'-Mix
2. Project-specific Emission factor
3. Supplier-specific District heating
4. Supplier-specific District cooling
1. Supplier-specific 'Green Electricity'-Mix
The use of supplier-specific emission factors is possible if the method for determining factors is consistent with the conventions according to the Framework and corresponds to the actual CO2 intensity of the provider. It should be noted that any compensation measures were not included in the determination of supplier-specific emission factors in the background and are therefore indirectly reflected in the building's balance sheet.
'Green Electricity'-Mix 1 (supplier-specific)
| Product name: |  |  | e.g. green-electricity mix of local utilitiy supplier
Supplier:
Input factor:
Evidence:
Specific emission factor:
| CO2-factor: |  |  | [kgCO2eq/kWh]
| Data source: |  |  | [-]
Percentage breakdown:
| Electricity from solar PV | [%]
| Electricity from biomass | [%]
| Electricity from biogas | [%]
| Electricity from wind power | [%]
| Electricity from hydropower | [%]
| CO2-factor | [kgCO2eq/kWh] | Input not equal to 100%.
'Green Electricity'-Mix 2 (supplier-specific)
| Product name: |  |  | e.g. green-electricity mix of local utilitiy supplier
Supplier:
Input factor:
Evidence:
Specific emission factor:
| CO2-factor: |  |  | [kgCO2eq/kWh]
| Data source: |  |  | [-]
Percentage breakdown:
| Electricity from solar PV | [%]
| Electricity from biomass | [%]
| Electricity from biogas | [%]
| Electricity from wind power | [%]
| Electricity from hydropower | [%]
| CO2-factor | [kgCO2eq/kWh] | Input not equal to 100%.
'Green Electricity'-Mix 3 (supplier-specific)
| Product name: |  |  | e.g. green-electricity mix of local utilitiy supplier
Supplier:
Input factor:
Evidence:
Specific emission factor:
| CO2-factor: |  |  | [kgCO2eq/kWh]
| Data source: |  |  | [-]
Percentage breakdown:
| Electricity from solar PV | [%]
| Electricity from biomass | [%]
| Electricity from biogas | [%]
| Electricity from wind power | [%]
| Electricity from hydropower | [%]
| CO2-factor | [kgCO2eq/kWh] | Input not equal to 100%.
2. Project-specific emission factor
Emission factor 1 (project-specific)
| Product name: |  |  | e.g. electricity from neighbouring property
| Share of renewable energy: |  |  | [%]
Supplier:
Evidence:
Specific emission factor:
| CO2-factor: |  |  | [kgCO2eq/kWh]
| Data source: |  |  | [-]
Emission factor 2 (project-specific)
| Product name: |  |  | e.g. electricity from neighbouring property
| Share of renewable energy: |  |  | [%]
Supplier:
Evidence:
Specific emission factor:
| CO2-factor: |  |  | [kgCO2eq/kWh]
| Data source: |  |  | [-]
Emission factor 3 (project-specific)
| Product name: |  |  | e.g. electricity from neighbouring property
| Share of renewable energy: |  |  | [%]
Supplier:
Evidence:
Specific emission factor:
| CO2-factor: |  |  | [kgCO2eq/kWh]
| Data source: |  |  | [-]
3. Supplier-specific district heating
District heating 1 (supplier-specific)
| Product name: |  |  | e.g. district heating from the grid ...
| Share of renewable energy: |  |  | [%]
Supplier:
Evidence:
Specific emission factor:
| CO2-factor: |  |  | [kgCO2eq/kWh]
| Data source: |  |  | [-]
District heating 2 (supplier-specific)
| Product name: |  |  | e.g. district heating from the grid ...
| Share of renewable energy: |  |  | [%]
Supplier:
Evidence:
Specific emission factor:
| CO2-factor: |  |  | [kgCO2eq/kWh]
| Data source: |  |  | [-]
District heating 3 (supplier-specific)
| Product name: |  |  | e.g. district heating from the grid ...
| Share of renewable energy: |  |  | [%]
Supplier:
Evidence:
Specific emission factor:
| CO2-factor: |  |  | [kgCO2eq/kWh]
| Data source: |  |  | [-]
4. Supplier-specific district cooling
District cooling 1 (supplier-specific)
| Product name: |  |  | e.g. district cooling from supplier xyz ...
| Share of renewable energy: |  |  | [%]
Supplier:
Evidence:
Specific emission factor:
| CO2-factor: |  |  | [kgCO2eq/kWh]
| Data source: |  |  | [-]
District cooling 2 (supplier-specific)
| Product name: |  |  | e.g. district cooling from supplier xyz ...
| Share of renewable energy: |  |  | [%]
Supplier:
Evidence:
Specific emission factor:
| CO2-factor: |  |  | [kgCO2eq/kWh]
| Data source: |  |  | [-]
District cooling 3 (supplier-specific)
| Product name: |  |  | e.g. district cooling from supplier xyz ...
| Share of renewable energy: |  |  | [%]
Supplier:
Evidence:
Specific emission factor:
| CO2-factor: |  |  | [kgCO2eq/kWh]
| Data source: |  |  | [-]

## ANNEX 3 Partial energy values
ANNEX 3: Partial energy values
Source:
| DGNB in cooperation with | [7 empty] | Important note about using this auxiliary calculation:
| Institut für Wohnen und Umwelt (IWU) | [7 empty] | In the formulas (columns "L", "P" and "T") the electricity consumption from lighting (column "F"), ventilation (column "G"), cooling (column "H") and user-energy/plug-loads ("column I") is calculated. If the electricity consumption for ventilation and cooling is already included in the general areas, the partial energy values in columns "G" and "H" can be omitted manually from the sum formulas.
[9 empty] | Subarea / Consumer 1 |  |  | Subarea / Consumer 2 |  |  | Subarea / Consumer 3
[9 empty] | Name for area: |  |  | Name for area: |  |  | Name for area:
[9 empty] | Method: |  |  | Method: |  |  | Method:
No. | Space type | Main use | Heating | Hot water | Lighting | Ventilation | Cooling | Plug-loads | Area | Electricity | Heating | Area | Electricity | Heating | Area | Electricity | Heating
|  |  | [kWh/a*m2] | [kWh/a*m2] | [kWh/a*m2] | [kWh/a*m2] | [kWh/a*m2] | [kWh/a*m2] | [m²] | [kWh] | [kWh] | [m²] | [kWh] | [kWh] | [m²] | [kWh] | [kWh]
1 | Single office | X | 130.2 | 13.9 | 28.3 | 16.3 | 12.9 | 10.5 |  | 0 | 0 |  | 0 | 0 |  | 0 | 0
2 | Group office | X | 132 | 13.9 | 25.5 | 16.3 | 12.4 | 10.5 |  | 0 | 0 |  | 0 | 0 |  | 0 | 0
3 | Open-plan office | X | 137.3 | 13.9 | 31.9 | 24.4 | 15.9 | 15 |  | 0 | 0 |  | 0 | 0 |  | 0 | 0
4 | Meeting rooms | X | 200.3 | 0 | 32.4 | 60.9 | 21.2 | 2 |  | 0 | 0 |  | 0 | 0 |  | 0 | 0
5 | Main hall / Lobby | X | 147.7 | 0 | 13.2 | 8.1 | 7.3 | 6 |  | 0 | 0 |  | 0 | 0 |  | 0 | 0
6 | Retail / Food store (without refrigerators) | X | 154.4 | 8.6 | 25.7 | 21 | 13.3 | 7.2 |  | 0 | 0 |  | 0 | 0 |  | 0 | 0
7 | Retail / Food store (with refrigerators) | X | 163.7 | 8.6 | 28.2 | 21 | 16.5 | 25.5 |  | 0 | 0 |  | 0 | 0 |  | 0 | 0
8 | Classroom (schools) | X | 143 | 35.9 | 7.6 | 22.5 | 11.7 | 4 |  | 0 | 0 |  | 0 | 0 |  | 0 | 0
9 | Lecture halls / auditorium | X | 213.4 | 5 | 12.1 | 67.5 | 24.1 | 3.6 |  | 0 | 0 |  | 0 | 0 |  | 0 | 0
10 | Ward / Dorm | X | 198.5 | 178.7 | 48.5 | 54.6 | 19.4 | 8.8 |  | 0 | 0 |  | 0 | 0 |  | 0 | 0
11 | Hotel room | X | 142.9 | 157 | 9.5 | 20.9 | 8.5 | 16.1 |  | 0 | 0 |  | 0 | 0 |  | 0 | 0
12 | Canteen (Eating area) | X | 159 | 147.8 | 7.3 | 34.3 | 17.6 | 2.5 |  | 0 | 0 |  | 0 | 0 |  | 0 | 0
13 | Restaurant (Eating area) | X | 216.2 | 176.4 | 24.4 | 68.9 | 27.1 | 4.2 |  | 0 | 0 |  | 0 | 0 |  | 0 | 0
14 | Catering kitchen (Cooking with electricity) | X | 656.8 | 0 | 91.2 | 335 | 216.5 | 540 |  | 0 | 0 |  | 0 | 0 |  | 0 | 0
15 | Catering kitchen (Preparation and storage) | X | 170.3 | 0 | 44.3 | 55.8 | 25.3 | 54 |  | 0 | 0 |  | 0 | 0 |  | 0 | 0
16 | Toilet and bathroom |  | 233 | 0 | 15.6 | 60.9 | 12.1 | 0 |  | 0 | 0 |  | 0 | 0 |  | 0 | 0
17 | Other regularly occupied spaces |  | 146.7 | 0 | 19.6 | 28.4 | 11.1 | 2 |  | 0 | 0 |  | 0 | 0 |  | 0 | 0
18 | Auxiliary space (non-regularly occupied) |  | 130.2 | 0 | 1.4 | 0.6 | 0.5 | 0 |  | 0 | 0 |  | 0 | 0 |  | 0 | 0
19 | Corridor / transition spaces |  | 122.7 | 0 | 7.9 | 0 | 0.7 | 0 |  | 0 | 0 |  | 0 | 0 |  | 0 | 0
20 | Corridor / transition spaces (without daylight) |  | 122.7 | 0 | 11.9 | 0 | 0.7 | 1 |  | 0 | 0 |  | 0 | 0 |  | 0 | 0
21 | Storage |  | 149.7 | 0 | 0.6 | 0.6 | 1.9 | 0 |  | 0 | 0 |  | 0 | 0 |  | 0 | 0
22 | Storage with reading space |  | 149.7 | 0 | 11.9 | 0.6 | 1.9 | 1 |  | 0 | 0 |  | 0 | 0 |  | 0 | 0
23 | Server room in data centers | X | 46.9 | 0 | 59.6 | 14.2 | 247.4 | 657 |  | 0 | 0 |  | 0 | 0 |  | 0 | 0
24 | Commercial halls (rough work) | X | 92.3 | 31.8 | 17.7 | 31.3 | 14.6 | 70 |  | 0 | 0 |  | 0 | 0 |  | 0 | 0
25 | Commercial halls (precision work) | X | 109.4 | 31.8 | 26.1 | 31.3 | 21.8 | 70 |  | 0 | 0 |  | 0 | 0 |  | 0 | 0
26 | Audience area | X | 280.7 | 0 | 6.1 | 75 | 23.1 | 0 |  | 0 | 0 |  | 0 | 0 |  | 0 | 0
27 | Theater foyer | X | 177.5 | 0 | 7.1 | 46.9 | 11 | 0 |  | 0 | 0 |  | 0 | 0 |  | 0 | 0
28 | Stage | X | 208.8 | 0 | 40.8 | 0.6 | 11 | 0 |  | 0 | 0 |  | 0 | 0 |  | 0 | 0
29 | Fair/congress | X | 195.9 | 0 | 6.3 | 14.4 | 12.1 | 1.8 |  | 0 | 0 |  | 0 | 0 |  | 0 | 0
30 | Exhibition rooms and museums | X | 190.5 | 0 | 9.5 | 21.9 | 6.9 | 0 |  | 0 | 0 |  | 0 | 0 |  | 0 | 0
31 | Library - reading hall | X | 148.7 | 0 | 50.7 | 42 | 26.3 | 0 |  | 0 | 0 |  | 0 | 0 |  | 0 | 0
32 | Library - open access sections | X | 125.7 | 0 | 23.3 | 10.5 | 7 | 0 |  | 0 | 0 |  | 0 | 0 |  | 0 | 0
33 | Library - storage and stock | X | 162.9 | 0 | 1.9 | 15.8 | 3.2 | 0 |  | 0 | 0 |  | 0 | 0 |  | 0 | 0
34 | Sports hall | X | 42.2 | 37.1 | 32.8 | 10.5 | 19.8 | 0 |  | 0 | 0 |  | 0 | 0 |  | 0 | 0
35 | Car park / underground car park (private use) |  | 0 | 0 | 0.7 | 11.2 | 0 | 0 |  | 0 | 0 |  | 0 | 0 |  | 0 | 0
36 | Car park / underground car park (public) |  | 0 | 0 | 7.2 | 56.2 | 0 | 0 |  | 0 | 0 |  | 0 | 0 |  | 0 | 0
37 | Sauna area | X | 293.9 | 107.1 | 35.5 | 95.8 | 47.9 | 182.5 |  | 0 | 0 |  | 0 | 0 |  | 0 | 0
38 | Gym | X | 209.6 | 135.3 | 44.5 | 93.1 | 38.6 | 8.8 |  | 0 | 0 |  | 0 | 0 |  | 0 | 0
39 | Laboratory | X | 402.3 | 13.9 | 44.6 | 119.5 | 25.3 | 27 |  | 0 | 0 |  | 0 | 0 |  | 0 | 0
40 | Examination / treatment room | X | 206.1 | 5 | 47.7 | 40.6 | 21.8 | 8.8 |  | 0 | 0 |  | 0 | 0 |  | 0 | 0
41 | Special medical care areas | X | 1143.6 | 5 | 82.7 | 327.8 | 73.8 | 83.2 |  | 0 | 0 |  | 0 | 0 |  | 0 | 0
42 | Corridors (medical care sector) |  | 420.5 | 5 | 30.7 | 109.3 | 15.3 | 0 |  | 0 | 0 |  | 0 | 0 |  | 0 | 0
43 | Medical practices | X | 193.8 | 13.9 | 27.1 | 21.1 | 14.1 | 6.3 |  | 0 | 0 |  | 0 | 0 |  | 0 | 0
44 | Warehouse | X | 88.2 | 5 | 35.9 | 4.8 | 0 | 0 |  | 0 | 0 |  | 0 | 0 |  | 0 | 0
45 | Residential (single-family house) | X | 100.5 | 19.3 | 47.9 | 10.9 | 0 | 24.5 |  | 0 | 0 |  | 0 | 0 |  | 0 | 0
46 | Residential (apartment building) | X | 89.7 | 24 | 49.2 | 10.9 | 0 | 36.8 |  | 0 | 0 |  | 0 | 0 |  | 0 | 0
[9 empty] | Total | 0 | 0 | Total | 0 | 0 | Total | 0 | 0

## ANNEX 4 Data Quality Index
Part 1b): Reliability rating of performance assessment
Based on: Level(s) - A common EU framework of core sustainability indicators for office and residential buildings Part 3: How to make performance assessments using Level(s) / Page 35-43
Note about the method: | The project-specific assessment of the Data Quality Index (DQI) is mandatory for certification. The DQI has no influence on the rating and overall degree of fulfillment of the certification, but merely represents additional information on the quality of the data used in CO2 accounting. The aim is the practical application of the methods developed in the EU Level(s) system in order to gather empirical values for their further development. | [5 empty] | Project-specific assessment of the Data Quality Index (DQI)
Blue writing: Extension of the Level(s) assessment method by DGNB
Data Quality Index (DQI) | [6 empty] | Calculated data | Measured data
Version 2.4, Date: 27.01.2021 | [5 empty] | Area proportion | 100%
Rating 1 - Basis for performance assessment (quality of the calculation procedure used for data collection)
Rating aspect | Brief description of the aspect | Degree of reliability
(reflects the degree of representativeness)
|  | 0 | 1 | 2 | 3
|  |  | Low | Medium | High
1.1 Technical representativeness of the building usage patterns | The use of input data that is representative of the actual conditions of use, occupancy patterns and behaviour. | Calculation procedure fulfills 0 out of 6 aspects | Calculation procedure fulfills 3 out of 6 aspects | Calculation procedure fulfills 6 of 6 aspects | Measured data |  |  | 3
1.2. Technical representativeness of the building materials and technical systems | The use of input data that is representative of the actual performance characteristics of the building materials and building services. | Calculation procedure fulfills 0 out of 6 aspects | Calculation procedure fulfills 3 out of 6 aspects | Calculation procedure fulfills 6 of 6 aspects | Measured data |  |  | 3
2.1 Geographical representativeness of the weather data used | The use of weather files that are as representative as possible of the location of the building. | National reference weather data (TMY) | Regional reference weather data (TMY) | Local reference weather data (TMY) | Measured data |  |  | 3
2.2 Geographical representativeness of the CO2 factors | The use of CO2-factors that are as representative as possible of the location of the building. | No national CO2 factor available | Generic CO2-factor (not according DGNB Framework) | Generic CO2-factor (according DGNB Framework) | Specific CO2-factor (according DGNB Framework)
3.1 Time representativeness of the calculation procedure | The use of calculation procedures that are as representative as possible of the dynamic building performance. | Calculation procedure based on annual data | Calculation procedure based on monthly data | Calculation procedure based on hourly data (or sub-hourly data) | Measured data |  |  | 3
3.2 Time representativeness of the energy supply by renewable energy | The use of calculation procedures that are as representative as possible for the optimisation of supply and demand | Calculation procedure based on annual data | Calculation procedure based on monthly data | Calculation procedure based on hourly data (or sub-hourly data) | Measured data |  |  | 3
Sub-rating 1 | [6 empty] | 0 | 2.5
Rating 2 – Professional capabilities
Rating aspect |  | Degree of reliability
(reflects the level of capability)
|  | 0 | 1 | 2 | 3
|  |  | Low | Medium | High
Technical capability of the personnel carrying out the assessment |  | No formal training and basic experience in using the calculation method | Formal training or advanced applied experience in using the calculation method | Formal training and advanced applied experience in using the calculation method | Formal training and comprehensive applied experience in using the calculation method
Sub-rating 2 | [6 empty] | 0 | 0
Rating 3 – Independent verification
Rating aspect |  | Degree of reliability
(reflects the level of independent verification)
|  | 0 | 1 | 2 | 3
|  |  | Low | Medium | High
Independent verification of the assessment |  | Self-declaration of the performance assessment results | Internal verification of input data and calculation steps | Check and verification of the calculation steps by third party | Check and verification of the input data and calculation steps by third party
(met by DGNB certification Building in Use Version 2020)
Sub-rating 3 | [6 empty] | 0 | 0
Result of individual evaluation of measured/calculated data | [6 empty] | 0 | 0.83333
Overall result | [6 empty] | 0
METHOD for determining the Data Quality Index (DQI)
Rating 1 - Basis for performance evaluation (quality of the methodology used for data calculation).
Assessment of the technical representativeness of the building usage patterns (1.1)
Aspects for the evaluation of the calculation method regarding adjustments to represent the actual building use
| Aspect not fulfilled |  | Aspect fulfilled
1. Occupancy pattern / profile | Standard usage profile of the software used or standard parameters according to an underlying procedure or standard |  | Adjustment to actual usage is possible and has been performed to the best possible extent (according to the time representativeness selected in 3.1 + 3.2)
2. Density / number of people | Standard usage profile of the software used or standard parameters according to an underlying procedure or standard |  | Adjustment to actual usage is possible and has been performed to the best possible extent (according to the time representativeness selected in 3.1 + 3.2)
3. Ventilation and infiltration rates | Standard usage profile of the software used or standard parameters according to an underlying procedure or standard |  | Adjustment to actual usage is possible and has been performed to the best possible extent (according to the time representativeness selected in 3.1 + 3.2)
4. Auxiliary energy use / plug-loads | Standard usage profile of the software used or standard parameters according to an underlying procedure or standard |  | Adjustment to actual usage is possible and has been performed to the best possible extent (according to the time representativeness selected in 3.1 + 3.2)
5. Lighting set points | Standard usage profile of the software used or standard parameters according to an underlying procedure or standard |  | Adjustment to actual usage is possible and has been performed to the best possible extent (according to the time representativeness selected in 3.1 + 3.2)
6. Temperature set points | Standard usage profile of the software used or standard parameters according to an underlying procedure or standard |  | Adjustment to actual usage is possible and has been performed to the best possible extent (according to the time representativeness selected in 3.1 + 3.2)
Rating scale: 1/3 evaluation points can be entered per aspect (e.g. 2 aspects fulfilled = 0.67 evaluation points).
Assessment of the technical representativeness of the building materials and building services (1.2)
Aspects for the evaluation of the calculation method regarding adjustments to represent the actual building use
| Aspect not fulfilled |  | Aspect fulfilled
1. Composition of building components | No adjustment possible or default values |  | Adjustment to actual construction is possible and has been carried out as good as possible (e.g. by catalog of components)
2. Area of opaque/transparent components and frame fraction | No adjustment possible or default values |  | Adjustment to actual component areas is possible and has been carried out as good as possible (e.g. by construction drawings/measurement)
3. Thermal mass | No adjustment possible or default values |  | Adaptation to actual component parameters is possible and has been carried out as good as possible (e.g. by component catalog / dynamic consideration according to the time representativeness selected under 3.1 + 3.2)
4. Shading system | No adjustment possible or default values |  | Adaptation to actual component parameters is possible and has been carried out as good as possible (dynamic consideration according to the time representativeness selected under 3.1 + 3.2)
5. Part load behavior of the heating and cooling system | No adjustment possible or default values |  | Adaptation to actual part-load parameters is possible and has been carried out as best as possible (e.g. by consideration of a characteristic curve for part-load operation)
6. Response behaviour of the heating and cooling system / night setback | No adjustment possible or default values |  | Adaptation to actual behavior of heating/cooling systems is possible and has been carried out as good as possible (e.g. by suitable modeling / dynamic consideration according to the time representativeness selected under 3.1 + 3.2)
Rating scale: 1/3 evaluation points can be entered per aspect (e.g. 2 aspects fulfilled = 0.67 evaluation points).
Assessment of the geographical representativeness of the weather data used (2.1)
National reference weather data (TMY) | Use of test reference year weather data that is representative at the national level.
Regional reference weather data (TMY) | Use of test reference year weather data that are representative at the regional level (characteristic climate zones).
Local reference weather data (TMY) | Use of test reference year weather data derived with local accuracy based on station- and satellite-based measurement data as well as model data.
Measured data | Use of on site measured weather data of the considered year |  | Data for at least temperature, humidity and radiation either by own data collection or suitable external data collection like e.g. openweathermap.org
Assessment of the geographical representativeness of the CO2 factors (2.2)
No national CO2 factors available | No national CO2 factors are available and CO2 factors from databases of other countries are used instead
Generic CO2 factor (not according to DGNB Framework) | Generic CO2 factors representing national material flows. However, these do not correspond to the methodology according to the DGNB Framework.
Generic CO2 factor (according to DGNB Framework) | Generic CO2 factors representing national material flows. These correspond to the methodology according to the DGNB Framework.
Specific CO2 factor (according to DGNB Framework) | Specific CO2 factors, for green electricity, district heating and cooling. For all other energy sources, generic factors can be used. These correspond to the methodology according to the DGNB Framework.
Assessment of the time representativeness of the calculation method (3.1)
Calculation procedure based on annual data | The calculation procedure for determining the energy demand is based on an annual balance method
Calculation procedure based on monthly data | The calculation procedure for determining the energy demand is based on a monthly balance method
Calculation procedure based on hourly data (or sub-hourly data) | The calculation procedure for determining the energy demand is based on a balance method with (sub)hourly time step
Measured data | The data were not calculated, but were obtained by measuring the actual energy consumption
Evaluation of the time representativeness of the renewable energy supply (3.2)
Calculation procedure based on annual data | The calculation procedure of energy supply with renewable energy is based on annual parameters.
Calculation procedure based on monthly data | The calculation procedure of energy supply with renewable energy is based on monthly parameters
Calculation procedure based on hourly data (or sub-hourly data) | The calculation procedure of energy supply with renewable energy is based on (sub)hourly parameters
Measured data | The data is not calculated, but is obtained by measuring the actual supply systems
Rating 2 - Professional capabilities
Formal training | Requirements on formal education according EDL-G respectively EnEV/GEG
Technical experience | "basic" is < 3 year ¦ "advanced" is < 5 years ¦ "comprehensive" is > 5 years
Rating 3 - Independent verification
Self-declaration of the performance assessment results | There is no review by other persons
Internal verification of input data and calculation steps | There is a verification by other internal person(s)
Check and verification of the calculation steps by third party | The calculation steps are verified by other person(s). These can be internal or external persons, the decisive factor is independence (economically independent and not bound by instructions).
Check and verification of the input data and calculation steps by third party | The input data and calculation steps are verified by other person(s). These can be internal or external persons, the decisive factor is independence (economically independent and not bound by instructions).

## ANNEX 5 Definition of terms
ANNEX 5: System boundary and definition of terms
Illustration of the system boundary ¦ Definition of terms for renewable energy sources according to EnEV / GEG (German Energy Code)
Definition of terms for final energy according to DIN V 18599-1: 2018-09

## Sprachen_Diverses (hidden)
Deutsch | English
Textbausteine | text modules
Energieträger auswählen | Select energy source
keine Nettoraumfläche | no net floor space
Berechnung in ANNEX 2 | Calculation in ANNEX 2
Berechnung in ANNEX 3 | Calculation in ANNEX 3
Berechnung in ANNEX 4 | Calculation in ANNEX 4
JA | YES
NEIN | NO
Bitte in Projektdaten eintragen | Please enter in project data
Zielzeitpunkt erreicht | Target date reached
nicht anwendbar | non applicable
Bitte in Zustandsermittlung eintragen | Please enter in condition survey
Bitte in KSFP eintragen | Please enter in CAR
Energieträger wird in diesem Jahr nicht verwendet | Energy source not used this year
KSFP startet in Jahr | CAR started in year
derzeit keine Eingabe notwendig | currently no input necessary
CO2-Bilanzierung (Betrachtung 1 Jahr) | CO2 accounting (1 year measured data)
DGNB System Gebäude im Betrieb (Betrachtung 3 Jahre) | DGNB System Buildings In Use (3 years measured data)
Bilanzrahmen Betrieb | Accounting scope "Operation"
Bilanzrahmen Betrieb und Konstruktion | Accounting scope "Operation and Construction"
Anforderung erfüllt | Requirement fulfilled
Anforderung nicht erfüllt | Requirement not fulfilled
Städtebau/Quartier | Local context
Gebäudeenergie | Building energy
Nutzerenergie | User energy
Versorgungssysteme | Supply systems
Erneuerbare Energie | Renewable energy
Ja | Yes
Nein | No
Spezifischer Emissionsfaktor | Specific emission factor
Prozentuale Zusammensetzung | Percentage composition
Stromverbrauch | Electricity consumption
Wärmeverbrauch | Heat consumption
Strom- und Wärmeverbrauch | Electricity and heat consumption
gemessen | measured
geplant | planned
aktuelles Jahr | this year
Eingabe ungleich 100% | Input not equal to 100%.

## Sprachen_Einheiten (hidden)
| Deutsch | English
| Bitte auswählen | Please select
| [MM.JJJJ - MM.JJJJ] | [MM.YYYY - MM.YYYY]
| [kgCO2eq] | [kgCO2eq]
| [-] | [-]
| [Bezeichnung] | [Description]
| [Name, Organisation] | [Name, Organisation]
| [JJJJ] | [YYYY]
| z. B. Personen, Betten, … | eg. persons, beds, …
| z. B. [nPersonen], [nBetten], ... | eg. [nPersons], [nBeds], ...
| [TT.MM.JJJJ] | [DD.MM.YYYY]
| [m²] | [m²]
| Definition eigener Bezugsfläche | Definition of own reference area
| [direkt/indirekt] | [direct/indirect]
| [%] | [%]
| [kWh/a*m2] | [kWh/a*m2]
| [Klasse] | [Class]
| [kgCO2eq/m2] | [kgCO2eq/m2]
| [kgCO2eq/m3] | [kgCO2eq/m3]
| [m3] | [m3]
project_data
| [kgCO2eq/kWh] | [kgCO2eq/kWh]
| [kWh] | [kWh]
| [kgCO2eq/a] | [kgCO2eq/a]
| [kgCO2eq/a*NRF] | [kgCO2eq/a*NRF]
PART 1
| [nJahre] | [nYears]
PART 2
| [Ja/Nein] | [Yes/No]
| [Betrieb / Betrieb+Konstruktion] | [Operation / Operation+Construction]
| [kWh/a] | [kWh/a]
PART 3

## Sprachen_Grafiken (hidden)
| Deutsch | English
Bild 01
Bild 02
Bild 03

## Sprachen_allg (hidden)
Tabellenblatt | Deutsch | English
| CO2-Bilanzierungsrechner zur Anwendung des von der DGNB veröffentlichten Rahmenwerks für "Klimaneutrale Gebäude und Standorte" und des DGNB Systems für Gebäude im Betrieb, Version 2020 | CO2 accounting tool for the application of the "Framework for carbon neutral buildings and sites" published by DGNB and the DGNB System for Buildings In Use, Version 2020
| Bereitgestellt durch die Deutsche Gesellschaft für Nachhaltiges Bauen - DGNB e.V. | Provided by the German Sustainable Building Council (DGNB)
| Version 2.1, Stand: XX.XX.2020 | Version 2.1, Date: XX.XX.2020
| Alle Rechte vorbehalten. Alle Angaben wurden mit größter Sorgfalt erarbeitet und zusammengestellt. Für die Richtigkeit und Vollständigkeit des Inhalts sowie für zwischenzeitliche Änderungen übernimmt die DGNB keine Gewähr. | All rights reserved. All information was compiled with due diligence. DGNB accepts no liability for the correctness and completeness of the content or for any changes made in the meantime.
| Farb-Konvention der Zellen: | Color convention of cells:
| Eingabefeld | Input field
| Automatische Berechnung | Automatic calculation field
| Ergebnisfeld | Result field
| Informationsfeld | Information field
| Hinweise zur Nutzung des Tools: | Notes on the use of the tool:
| Dieses Tool wird als Hilfestellung für die Berechnung von Energie- und CO2-Kennwerten gemäß Rahmenwerk kostenfrei von der DGNB zur Verfügung gestellt. Die DGNB übernimmt keine Haftung für die Korrektheit der Berechnung. Die Nutzung des Tools sowie die Eingabe von Daten erfordert die Kenntnis und das Verständnis der im Rahmenwerk für "Klimaneutrale Gebäude und Standorte" beschriebenen Grundlagen. Die Verantwortung für eine korrekte Nutzung des Tools liegt beim Anwender. Die Verantwortung für eine korrekte Einreichung zur Zertifizierung im DGNB System für Gebäude im Betrieb, Version 2020 liegt beim DGNB Auditor. | This tool is provided free of charge by DGNB as an assistance for calculating energy and CO2 key metrics in accordance with the Framework. DGNB assumes no liability for the correctness of the calculation. Using the tool and entering data requires knowledge and understanding of the principles described in the "Framework for carbon neutral buildings and sites". The responsibility for correct use of the tool lies with the user. The responsibility for correct submission for certification in the DGNB System for Buildings In Use, Version 2020 lies with the DGNB Auditor.
| Änderungsprotokoll: | Change-log:
| Förderhinweis (Stand 4.4.2018): | This project is financially supported by:
| Dieses Projekt wurde gefördert durch das Umweltbundesamt und das Bundesministerium für Umwelt, Naturschutz und nukleare Sicherheit. Die Mittelbereitstellung erfolgt auf Beschluss des Deutschen Bundestages. | This project was funded by the Federal Environment Agency and the Federal Ministry for the Environment, Nature Conservation and Nuclear Safety. The funds are provided by order of the German Bundestag.
General
| Projektdaten | Project information
| 1. Notwendige Projektdateneingabe für TEIL 1 und TEIL 2 | 1. Required project information for PART 1 and PART 2
| Auswahl der Anwendung und Bilanzrahmen sowie Angabe der Berichtsperiode | Selection of the application, accounting scope and reporting period
| Anwendung | Application
| Bilanzrahmen | Accounting scope
| Berichtsperiode | Reporting period
| Angaben wenn Bilanzrahmen "Betrieb und Konstruktion" (gemäß DIN EN 15978) | Required information if accounting scope "Operation and Construction" is selected (according to EN 15978 or similar)
| THG-Emissionen der Produktionsphase (A1-A3) | GHG emissions - product stage (A1-A3)
| THG-Emissionen der Nutzung der Konstruktion (B1+B4) | GHG emissions - use stage (B1+B4)
| THG-Emissionen aus dem Lebensende der Konstruktion (C3+C4+D) | GHG emissions - end of life stage and recycling potentials (C3+C4+D)
| Initiale Treibhausgasemissionen der Konstruktion | Initial greenhouse gas (GHG) emissions of the scope "Construction"
| Datenqualitätsbewertung (DQI) für Bilanzrahmen Konstruktion | Data quality indicator (DQI) for accounting scope "Construction"
| Angaben wenn Anwendung für das DGNB System Gebäude im Betrieb, Version 2020 | Required information if used for the DGNB System Buildings In Use, Version 2020
| Bitte Gruppierung der Zeilen 20 bis 22 einblenden | Please open row 20 to 22
| DGNB Vertragsnummer | DGNB contract number
| Bauvorhaben / Projektname | Project name
| DGNB Auditor | DGNB Auditor
| 2. Notwendige Projektdateneingabe für TEIL 3 | 2. Required project information for PART 3
| Angaben zum Gebäude | Building details
| Eigentümer des Gebäudes | Owner of the building
| Bauvorhaben / Projektname | Building project / Project name
| Straße | Street
| Stadt | City
| PLZ | ZIP-code
| Baujahr | Year of completion of the building
| Jahr der letzten umfangreichen Sanierung | Year of the last substantial renovation
| Gebäudetyp | Building usage type
| Einheit der adäquate Bezugsgröße | Adequate reference unit
| Quantifizierung der adäquaten Bezugsgröße | Quantification of adequete reference unit
| Angaben zur Bereitstellung der Daten | Information on data provision
| Zeitpunkt der Dateneingabe | Date of data collection
| Daten ermittelt von … | Data collected by …
| Daten geprüft von … | Data checked by …
| Flächenangaben zum Gebäude | Building area
| „Nettoraumfläche“ (NRF) nach DIN 277:2016 | "Net floor area“ (NFA) according to DIN 277:2016 or similar
| „Bruttogeschossfläche“ (BGF) nach DIN 277:2016 | "Gross floor area“ (GFA) according to DIN 277:2016 or similar
| 3. Optionale Projektdateneingabe für TEIL 3 | 3. Optional project information for PART 3
| Optionale Flächenangaben zum Gebäude | Optional area information on the building
| „Gebäudenutzfläche“ für Wohngebäude (EnEV/GEG) | Residental: Reference floor area according national energy regulation
| „Nettogrundfläche“ für Nicht-Wohngebäude (EnEV/GEG) | Non-residental: Reference floor area according national energy regulation
| Allgemeinfläche | Common Area
| Mietfläche | Tenant Space
| Einheit der adäquaten Bezugsfläche | Adequate reference unit
| Quantifizierung der adäquaten Bezugsfläche | Quantification of adequate reference unit
| Optionale Angaben zum Gebäude | Optional information on the building
| Gebäudemanagement | Building management
| Direktes Gebäudemanagement | direct building management
| Leerstandsrate | Vacancy rate
| Primärenergiebedarf gemäß EnEV/GEG | Primary energy demand according to national energy regulation
| Energieeffizienzklasse gemäß EnEV/GEG | Energy efficiency class according to national energy regulation
| THG-Intensität des Gebäudebetriebs gemäß EnEV/GEG | GHG intensity of building operations according to national energy regulation
| Optionale Angaben zu weiteren Treibhausgasemissionen (außerhalb des Bilanzrahmens Betrieb und Konstruktion) | Optional information on further greenhouse gas emissions (outside the accounting scope "Operation and Construction")
| THG-Emissionen Mobilität | GHG emissions for mobility
| Erworbene THG-Emissionenzertifikate für das Gebäude | Purchased GHG emission certificates (carbon off-set)
| Optionale Angabe zum Einsatz von Kältemitteln | Optional information on the use of refrigerants
| Kältemittel - Typ | Refrigerant - type
| Kältemittel - Menge | Refrigerant - amount
| Kältemittel - CO2-Faktor | Refrigerant - CO2 factor
| Optionale Angabe zur System-/Netzdienlichkeit | Optional information on system/grid support
| Angabe zur System-/Netzdienlichkeit | Information on system/grid support
| Hinweis: Perspektivische Abfrage | Note: Perspective query
| Hinweis: | Note:
project_data
| Teil 1a): Initiale Zustandsermittlung – Bilanz der THG-Emissionen | Part 1a): Initial status assessment - balance of GHG emissions
| Ermittlung des Startwerts für den Klimaschutzfahrplan (KSFP) | Calculation of the initial value for the Climate Action Roadmap (CAR)
| Dies erfolgt entweder auf Basis von 1 Jahr (Dateneingabe in Spalte H) | This is done either on the basis of 1 year (data entry in column H)
| oder gemittelt aus 3 Jahren (Dateneingabe Spalten F-H) | or averaged over 3 years (data entry columns F-H)
| Von außerhalb zugeführte Endenergie | Final energy imported into the system boundary ("Import")
| Gemäß Rahmenwerk: Verursachte Treibhausgasemissionen aus dem Energiebezug („Import“). | According to the Framework: GHG emissions related to building energy import ("Import").
| Elektrische Energie | Electrical energy
| 1. Teilflächen/-verbräuche mit verfügbaren Messdaten: | 1. Measured data available:
| Elektrische Energie - Energieträger 1.1 | Electrical energy - Energy source 1.1
| Art des Energieträgers | Type of energy source
| CO2-Faktor | CO2 factor
| Zugeführte Energiemenge | Amount of energy
| Elektrische Energie - Energieträger 1.2 | Electrical energy - Energy source 1.2
| Elektrische Energie - Energieträger 1.3 | Electrical energy - Energy source 1.3
| 2. Teilflächen/-verbräuche mit aktuell nicht verfügbaren Messdaten: | 2. Measured data not available:
| Hinweis: | Note:
| Ermittlung der Verbrauchsdaten in Tabellenblatt 'ANNEX 3 Teilenergiekennwerte'. | Calculation of energy data see tab "ANNEX 3 Partial energy values".
| Teilfläche/-verbraucher 1 - Elektrische Energie | Subarea 1/Consumer 1 - Electrical energy
| Teilfläche/-verbraucher 2 - Elektrische Energie | Subarea 2/Consumer 2 - Electrical energy
| Teilfläche/-verbraucher 3 - Elektrische Energie | Subarea 3/Consumer 3 - Electrical energy
| Thermische Energie | Thermal energy
| Kälteerzeugung mittels Kältemaschine wird unter Strom bilanziert. | Cooling systems using a chiller is accounted for under "Electrical energy".
| 1. Teilflächen/-verbräuche mit verfügbaren Messdaten: | 1. Measured data available:
| Thermische Energie - Energieträger 1.1 | Thermal energy - Energy source 1.1
| Thermische Energie - Energieträger 1.2 | Thermal energy - Energy source 1.2
| Thermische Energie - Energieträger 1.3 | Thermal energy - Energy source 1.3
| 2. Teilflächen/-verbräuche mit aktuell nicht verfügbaren Messdaten: | 2. Measured data not available:
| Ermittlung der Verbrauchsdaten in Tabellenblatt 'ANNEX 3 Teilenergiekennwerte'. | Calculation of energy data see tab "ANNEX 3 Partial energy values".
| Teilfläche/-verbraucher 1 - Thermische Energie | Subarea 1/Consumer 1 - Thermal energy
| Teilfläche/-verbraucher 2 - Thermische Energie | Subarea 2/Consumer 2 - Thermal energy
| Teilfläche/-verbraucher 3 - Thermische Energie | Subarea 3/Consumer 3 - Thermal energy
| Produzierte Endenergie | Final energy produced on-site
| Erforderlich zur Berechnung des Eigenversorgungsanteils. | Required for calculating self-generated fraction of consumed final energy.
| Elektrische Energie | Electrical energy
| Produzierter Strom | Produced electricity
| Thermische Energie | Thermal energy
| Produzierte Wärme | Produced heating
| Produzierte Kälte | Produced cooling
| Nach außerhalb bereitgestellte Endenergie | Final energy exported beyond the system boundary
| Gemäß Rahmenwerk: Vermiedene Treibhausgasemissionen durch die Energieeinspeisung („Export“). | According to the Framework: Avoided GHG emissions by on-site generated energy fed into the grid (“Export”).
| Elektrische Energie | Electrical energy
| Produzierter und nach außerhalb bereitgestellter Strom | Electricity produced and exported beyond the system boundary
| Thermische Energie | Thermal energy
| Produzierte und nach außerhalb bereitgestellte Wärme | Heating produced and exported beyond the system boundary
| Produzierte und nach außerhalb bereitgestellte Kälte | Cooling produced and exported beyond the system boundary
| Bilanz der Treibhausgasemissionen | Balance of GHG emissions (CO2 emission balance)
| THG-Bilanz Betrieb | GHG balance for operation
| THG-Emissionen aus zugeführter Endenergie | GHG emissions from imported final energy ("Import")
| THG-Emissionen aus bereitgestellter Endenergie | GHG emissions from exported final energy ("Export")
| Bilanz der THG-Emissionen | Balance of GHG emissions
| Bilanz der THG-Emissionen (flächenspezifisch) | Balance of GHG emissions (area-specific)
| Klimaneutralität im Betrieb | Carbon neutral operation
| Wird das Gebäude / der Standort klimaneutral betrieben? | Is the building / site operated carbon neutral?
| Datenqualitätsbewertung (DQI) für Bilanzrahmen Betrieb | Data Quality Index (DQI) for accounting scope "Operation"
| Hinweis: Der Datenqualitätsindex (DQI) muss für jedes Jahr neu in ANNEX 4 berechnet werden. Bei der Übertragen des Resultats ist darauf zu achten, dass keine Verlinkung erstellt wird. | NOTE: The Data Quality Index (DQI) must be recalculated every year in "ANNEX 4 Data Quality Index". When transfering the DQI results, make sure that no links are created.
| "Jahresbezogene" THG-Emissionen (informativ) | Annual GHG emissions (informative)
| Jährlich zu kompensierende THG-Emissionen klimaneutral bis 2050 in Betrieb und Konstruktion | GHG emissions to be compensated annually carbon neutral in "Operation and Construction" until 2050
| "Jahresbezogene" Bilanz der THG-Emissionen in Betrieb und Konstruktion | Annual balance of GHG emissions in "Operation and Construction"
| Auszeichnung "Klimapositiv" | DGNB "Climate Positive" Award
| Bitte Gruppierung der Zeilen 220 bis 229 einblenden | Please open row 220 to 229
| Inhaltliche Mindestanforderungen | Minimum requirements
| 1. Nachweis anhand von Messwerten einer negativen Jahresbilanz der THG-Emissionen im Bilanzrahmen Betrieb gemäß Rahmenwerk | 1. Evidence based on measured values of a negative annual balance of GHG emissions for accounting scope "Operation" according to the Framework
| 2. Anforderungen an die Qualität der Gebäudehülle eingehalten? | 2. Requirements for the quality of the building envelope are met?
| 3. Offenlegung des Eigenversorgungsgrades | 3. Disclosure of the self-generated fraction of consumed final energy
| 4. Offenlegung des Solarnutzungsgrades | 4. Disclosure of the realised fraction of solar renewable potential
| 4.1 Solar genutzte opake Fläche | 4.1 Opaque surfaces used for solar energy (activated area)
| 4.2 Solar nutzbare opake Fläche | 4.2 Opaque surfaces available for solar energy (available area)
| Inhaltliche Voraussetzungen für Auszeichnung Klimapositiv (Bilanzrahmen Betrieb) vorliegend? | Are the requirements for the "Climate Positive" award (accounting scope "Operation") met?
| Hinweis: Für die Anwendung des DGNB System "Gebäude im Betrieb" (Betrachtung 3 Jahre) bitte Gruppierung der Spalten F-H einblenden. | Note: If used for the DGNB System "Buildings In Use" (3-year evaluation), please show the columns group F-H.
PART 1 Status assessment
| Teil 2a): Klimaschutzfahrplan – Maßnahmenplanung zum Erreichen der Klimaschutzziele | PART 2a): Climate Action Roadmap – action plan to achieve climate action targets
| Prüfergebnis DGNB Klimapositiv Auszeichnung 2020 ¦ DGNB CO2-Bilanzierungstool | Check result DGNB climate positive award 2020 ¦ DGNB CO2 accounting tool
| Daten für | data for
| Aktuelles Jahr: | Current year of evaluation:
| Geplanter Zeitpunkt der Zielerreichung "Klimaneutraler Gebäudebetrieb": | Scheduled point in time for the achievement "carbon-neutral building operation":
| Maßnahmen | Measures
| Handlungsfeld 1 (optional) | Action area 1 (optional)
| Handlungsfeld 2 (optional) | Action area 2 (optional)
| Beschreibung der Maßname / des Maßnahmenpakets | Description of the measures/groups of measures
| Wichtiger Hinweis zu Ökostrom im Klimaschutzfahrplan (KSFP): Bei Verwendung des KSFP für Bewertung der Performance im System Gebäude im Betrieb, Version 2020 (Indikator 6.1): Gemäß Rahmenwerk (S. 32) kann Ökostrom zeitlich nur als letzte Maßnahme im Klimaschutzfahrplan angewendet werden, wenn durch diesen Schritt eine klimaneutrale CO2-Bilanz erreicht wird (Lenkungswirkung). | Important note when using 'Green Electricity': According to the framework (p. 32), green electricity can only be used as the final measure in the Climate Action Roadmap if this step achieves a carbon-neutral CO2 balance (steering effect).
| Bei Verwendung des KSFP für Reporting im tatsächlichen Betrieb: Gemäß Rahmenwerk (S. 32) ist im tatsächlichen Betrieb hingegen ein frühestmöglicher Einsatz durchaus sinnvoll und soll für das Reporting im Berichtsjahr auch berücksichtigt werden. | When using the CAR for reporting in actual operation: According to the framework (p. 32), the earliest possible use in actual operation makes perfect sense and should be considered for reporting.
| THG-Emissionen (Modul B5 gemäß DIN EN 15978) | GHG emissions (Module B5 according to EN 15978)
| Zeile(n) im KSFP | Row(s) in Climate Action Roadmap
| Elektrische Energie | Electrical energy
| 1. Teilflächen/-verbräuche mit verfügbaren Messdaten: | 1. Measured data available:
| Elektrische Energie - Energieträger 1.1 | Electrical energy - Energy source 1.1
| Art des Energieträgers | Type of energy source
| CO2-Faktor | CO2 factor [kgCO2eq/kWh]
| Zugeführte Energiemenge | Amount of energy
| Elektrische Energie - Energieträger 1.2 | Electrical energy - Energy source 1.2
| Elektrische Energie - Energieträger 1.3 | Electrical energy - Energy source 1.2
| KSFP Elektrische Energie - Energieträger 1.1 | CAR Electrical energy - Energy source 1.1
| KSFP Elektrische Energie - Energieträger 1.2 | CAR Electrical energy - Energy source 1.2
| KSFP Elektrische Energie - Energieträger 1.3 | CAR Electrical energy - Energy source 1.3
| 2. Teilflächen/-verbräuche mit aktuell nicht verfügbaren Messdaten: | 2. Measured data not available:
| Teilfläche/-verbraucher 1 - Elektrische Energie | Subarea 1/Consumer 1 - Electrical energy
| Teilfläche/-verbraucher 2 - Elektrische Energie | Subarea 2/Consumer 2 - Electrical energy
| Teilfläche/-verbraucher 3 - Elektrische Energie | Subarea 3/Consumer 3 - Electrical energy
| KSFP Teilfläche/-verbraucher 1 - Elektrische Energie | CAR Subarea 1/Consumer 1 - Electrical energy
| KSFP Teilfläche/-verbraucher 2 - Elektrische Energie | CAR Subarea 2/Consumer 2 - Electrical energy
| KSFP Teilfläche/-verbraucher 3 - Elektrische Energie | CAR Subarea 3/Consumer 3 - Electrical energy
| Thermische Energie | Thermal energy
| Hinweis: | Note:
| Kälteerzeugung mittels Kältemaschine wird unter Strom bilanziert. | Cooling systems using a chiller is accounted for under "Electrical energy".
| 1. Teilflächen/-verbräuche mit verfügbaren Messdaten: | 1. Measured data available:
| Thermische Energie - Energieträger 1.1 | Thermal energy - Energy source 1.1
| Thermische Energie - Energieträger 1.2 | Thermal energy - Energy source 1.2
| Thermische Energie - Energieträger 1.3 | Thermal energy - Energy source 1.3
| KSFP Thermische Energie - Energieträger 1.1 | CAR Thermal energy - Energy source 1.1
| KSFP Thermische Energie - Energieträger 1.2 | CAR Thermal energy - Energy source 1.2
| KSFP Thermische Energie - Energieträger 1.3 | CAR Thermal energy - Energy source 1.3
| 2. Teilflächen/-verbräuche mit aktuell nicht verfügbaren Messdaten: | 2. Measured data not available:
| Teilfläche/-verbraucher 1 - Thermische Energie | Subarea 1/Consumer 1 -Thermal energy
| Teilfläche/-verbraucher 2 - Thermische Energie | Subarea 2/Consumer 2 -Thermal energy
| Teilfläche/-verbraucher 3 - Thermische Energie | Subarea 3/Consumer 3 -Thermal energy
| KSFP Teilfläche/-verbraucher 1 - Thermische Energie | CAR Subarea 1/Consumer 1 - Thermal energy
| KSFP Teilfläche/-verbraucher 2 - Thermische Energie | CAR Subarea 2/Consumer 2 - Thermal energy
| KSFP Teilfläche/-verbraucher 3 - Thermische Energie | CAR Subarea 3/Consumer 3 - Thermal energy
| Elektrische Energie | Electrical energy
| Thermische Energie | Thermal energy
| Bilanzrahmen Konstruktion | Accounting scope "Construction"
| Treibhausgasemissionen der Lebenszyklusphasen gemäß DIN EN 15978 | Greenhouse gas emissions during the life cycle stages in accordance with EN 15978
| Produktionsphase (A1-A3) | Product stage (A1-A3)
| Nutzung der Konstruktion (B1+B4) | Use stage (B1+B4)
| Emissionen aus Klimaschutzmaßnahmen (B5) | Use stage - climate action measures (B5)
| Lebensende der Konstruktion (C3+C4+D) | End of life stage and Recycling potentials (C3+C4+D)
| Dekarbonisierungspfad | Decarbonisation path
| Startwert Klimaschutzfahrplan | Initial value of Climate Action Roadmap
| THG-Emissionen aus zugeführter Endenergie - Betrieb | GHG emissions from imported final energy ("Import") - operation
| THG-Emissionen aus bereitgestellter Endenergie - Betrieb | GHG emissions from exported final energy ("Export") - operation
| Dekarbonisierungspfad - Betrieb | Decarbonisation path - operation
| Jahre zwischen Startpunkt und Zielzeitpunkt | Years between the start point and end point
| Dekarbonisierungspfad - Klimaneutral im Betrieb bis 2050 | Decarbonisation path - carbon neutral in operation until 2050
| Dekarbonisierungspfad - Klimaneutral im Betrieb bis 2050 (flächenspezifisch) | Decarbonisation path - carbon neutral in operation until 2050 (area-specific)
| Bilanz der THG-Emissionen | GHG emission balance
| THG-Emissionen aus zugeführter Endenergie | GHG emissions from imported final energy ("Import")
| THG-Emissionen aus bereitgestellter Endenergie | GHG emissions from exported final energy ("Export")
| Bilanz der THG-Emissionen - Betrieb | GHG emissions balance - operation
| Bilanz der THG-Emissionen - Betrieb (flächenspezifisch) | GHG emissions balance - operation (area-specific)
| Datenqualitätsbewertung (DQI) für Bilanzrahmen Betrieb | Data Quality Index (DQI) for accounting scope "Operation"
| KSFP | CAR
| Bilanz der THG-Emissionen | GHG emission balance
| Summe zu kompensierender THG-Emissionen bis 2050 - Betrieb | Total GHG emissions to be avoided by credits until 2050 - operation
| Summe zu kompensierender THG-Emissionen bis 2050 - Konstruktion | Total GHG emissions to be avoided by credits until 2050 - construction
| Im Betrieb kompensierte THG-Emissionen | Avoided GHG emissions by credits during operation
| Verbleibende zu kompensierende THG-Emissionen bis 2050 | Remaining GHG emissions to be avoided by credits until 2050
| Jährlich zu kompensierende THG-Emissionen bis 2050 | GHG emissions to be avoided annuallly by credits until 2050
| System Gebäude im Betrieb, Version 2020 | DGNB System for Buildings In Use, Version 2020
| Bitte Gruppierung der Zeilen 282 bis 286 einblenden | Show grouping of lines 282 to 286
| ENV1-B Indikator 6: Bewertung der Performance | ENV1-B Indicator 6: Evaluation of Performance
| Interner Jahreszielwert erfüllt? (Bilanz der THG-Emissionen liegt unter Dekarbonisierungspfad) | "Internal annual target value fulfilled? (Balance of THG emission is below decarbonisation path) "
| Verbesserung gegenüber dem Vorjahr? (mindestens 1 % Verbesserung gegenüber dem Vorjahr) | Improvement over the previous year? (at least 1% improvement over the previous year)
| Auszeichnung "Klimapositiv" | The DGNB "Climate Positive" award
| Bitte Gruppierung der Zeilen 292 bis 302 einblenden | Show grouping of lines 292 to 302
| Inhaltliche Mindestanforderungen | Minimum Requirements
| 1. Nachweis anhand von Messwerten einer negativen Jahresbilanz der THG-Emissionen im Bilanzrahmen Betrieb gemäß Rahmenwerk | 1. Evidence based on measured values of a negative annual balance of GHG emissions for accounting scope "Operation" according to the Framework
| 2. Anforderungen an die Qualität der Gebäudehülle eingehalten? | 2. Requirements for the quality of the building envelope are met?
| 3. Offenlegung des Eigenversorgungsgrades | 3. Disclosure of the self-generated fraction of consumed final energy
| 4. Offenlegung des Solarnutzungsgrades | 4. Disclosure of the realised fraction of solar renewable potential
| 4.1 Solar genutzte opake Fläche | 4.1 Opaque surfaces used for solar energy (activated area)
| 4.2 Solar nutzbare opake Fläche | 4.2 Opaque surfaces available for solar energy (available area)
| Inhaltliche Voraussetzungen für Auszeichnung Klimapositiv (Bilanzrahmen Betrieb) vorliegend? | Are the requirements for the "Climate Positive" award (accounting scope "Operation") met?
| Startpunkt Klimaschutzfahrplan | Initial value of CAR
| Daten für | Data for
| Jahr | Year
PART 2a CAR Measures
Year | Individueller Klimaschutzfahrplan gemäß Rahmenwerk für "Klimaneutrale Gebäude und Standorte" (Bilanzrahmen Betrieb) | Climate Action Roadmap (CAR) according to the Framework for "carbon neutral buildings and sites" (accounting scope "Operation")
| Summe bis 2050 | sum until 2050
PART 2b CAR Graphic
| Teil 3: Klimaschutzausweis | Part 3: Climate Action Pass
| Klimaschutzausweis für Jahr … | Climate Action Pass for year …
| 1. Allgemeine Informationen | 1. General information
| 1.1 Angaben zum Gebäude | 1.1 Building details
| 1.2 Weiterführende Informationen | 1.2 Additional information
| 1.3 Formelle Angaben zur Bereitstellung der Informationen | 1.3 Formal details on the provision of the information
| verpflichtend | mandatory
| optional | optional
| 2. Kennzahlen zu den Treibhausgasemissionen des laufenden Betriebs (Bilanzrahmen Betrieb) | 2. Key metrics on greenhouse gas emissions caused by ongoing operations (accounting scope "Operation")
| Anforderung: Überwiegend in | Requirement: Mostly in
| 2.2. Summe absolute Jahres-THG-Emissionen - Betrieb | 2.2. Total absolute annual GHG emissions - operation
| 2.2.1. Absolute Jahres-THG-Emissionen SCOPE 1 - Betrieb | 2.2.1. Absolute annual GHG emissions SCOPE 1 - operation
| 2.2.2. Absolute Jahres-THG-Emissionen SCOPE 2 - Betrieb | 2.2.2. Absolute annual GHG emissions SCOPE 2 - operation
| 2.2.3. THG-Emissionen aus abgeführter Endenergie (Gutschrift) | 2.2.3. GHG emissions from exported final energy (credit)
| 2.3. Datenqualitätsbewertung (DQI) von 2.2. | 2.3. Data Quality Index (DQI) of 2.2.
| Jahres-THG-Emissionen pro | Annual GHG emissions per
| adäquate Bezugsgröße | adequate reference unit
| adäquate Flächeneinheit | adequate area unit
| 2.6. Jahres-THG-Emissionen pro Energiebezugsfläche | 2.6. Annual GHG emissions per energy reference area
| 2.7. Verwendete anbieterspezifische CO2-Emissionsfaktoren bei Einkauf von gebäudefern erzeugten erneuerbaren Energieträgern: | 2.7. Supplier-specific CO2 emission factors used when procuring off-site generated renewable energy sources:
| 2.8 Verwendete Datenquelle(n) für CO2-Emissionsfaktoren gemäß Referenzdatenbank | 2.8 Data source(s) used for CO2 emission factors according to the reference database
| 3. Kennzahlen zu den Treibhausgasemissionen der Konstruktion (Bilanzrahmen Konstruktion) | 3. Key metrics on greenhouse gas emissions caused by construction (accounting scope "Construction")
| 3.1. Initiale absolute THG-Emissionen der Konstruktion | 3.1. Initial absolute GHG emissions from the construction
| 3.2. Datenqualitätsbewertung (DQI) von 3.1. | 2.2. Data Quality Index (DQI) of 3.1.
| 3.3. Summe absoluter THG-Emissionen geplanter und durchgeführter Klimaschutzmaßnahmen bis 2050 (Modul B5) | 3.3. Total GHG emissions from planned and implemented climate action measures by 2050 (module B5)
| 4. Kennzahlen bei Anwendung eines individuellen Klimaschutzfahrplans (KSFP) | 4. Key metrics when using an individual Climate Action Roadmap (CAR)
| 4.1. Jahr der Erstellung des KSFP | 4.1. Year the CAR was created
| 4.2. Bilanzrahmen KSFP | 4.2. Accounting scope CAR
| 4.3. Startwert KSFP: Summe absolute Jahres-THG-Emissionen - Betrieb | 4.3. Starting value CAR: Total absolute annual GHG emissions - 'Operation'
| 4.4. Bei Bilanzrahmen Betrieb: THG-Emissions-Grenzwert für | 4.4. For Accounting scope 'Operation': GHG emissions limit for
| 4.5. Bei Bilanzrahmen Betrieb: Absolute Abweichung der Jahres-THG-Emissionen von THG-Emissions-Grenzwert für | 4.5. For Accounting scope 'Operation': Absolute deviation of the annual GHG emissions from the GHG emission limit value for
| 4.6. Bei Bilanzrahmen Betrieb: Budgeteinhaltung gemäß Klimaschutzfahrplan ( | 4.6. For Accounting scope 'Operation': Budget compliance according to the Climate Action Roadmap (
| 4.7. Bei Bilanzrahmen Betrieb und Konstruktion: Summe zu kompensierender THG-Emissionen bis 2050 - Konstruktion | 4.7. For Accounting scope 'Operation and Construction': Total GHG emissions to be offset by 2050 - construction
| 4.8. Bei Bilanzrahmen Betrieb und Konstruktion: Summe zu kompensierender THG-Emissionen bis 2050 - Betrieb | 4.8. For Accounting scope 'Operation and Construction': Total GHG emissions to be offset by 2050 - operation
| 4.9. Bei Bilanzrahmen Betrieb und Konstruktion: Summe vermiedene THG-Emissionen bis 2050 | 4.9. For Accounting scope 'Operation and Construction': Total avoided GHG emissions by 2050
| 4.10. Bei Bilanzrahmen Betrieb und Konstruktion: Bilanz THG-Emissionen bis 2050 (Summe zu kompensierende abzüglich Summe vermiedene Emissionen) | 4.10. For Accounting scope 'Operation and Construction': GHG emissions balance by 2050 (Total to be compensated by subtracting total avoided emissions)
| 5. Weitere Kennzahlen und ergänzende Informationen | 5. Further key metrics and additional information
| 5.1. Gesamtenergieverbrauch des Gebäudes: | 5.1. Total final energy consumption of the building:
| 5.1.1. Elektrische Energie | 5.1.1. Electrical energy
| 5.1.1.1. Erneuerbare Energie | 5.1.1.1. Renewable energy
| 5.1.1.2. Nicht-Erneuerbare Energie | 5.1.1.2. Non-renewable energy
| 5.1.2. Thermische Energie | 5.1.2. Thermal energy
| 5.1.2.1. Erneuerbare Energie | 5.1.2.1. Renewable energy
| 5.1.2.2. Nicht-Erneuerbare Energie | 5.1.2.2. Non-renewable energy
| 5.1.3. Gesamtenergieverbrauch | 5.1.3. Total energy consumption
| 5.2. Primärenergiebedarf gemäß EnEV/GEG | 5.2. Primary energy demand according to national energy regulation
| 5.3. Energieeffizienzklasse gemäß EnEV/GEG | 5.3. Energy efficiency class according national energy regulation
| 5.4. THG-Intensität des Gebäudebetriebs gemäß EnEV/GEG | 5.4. GHG intensity of building operations according national energy regulation
| 5.5. Menge auf dem Standort erzeugte und genutzte erneuerbare Energie: | 5.5. Amount of renewable energy generated and used on site:
| 5.5.1. Strom | 5.5.1. Electricity
| 5.5.2. Wärme | 5.5.2. Heating
| 5.5.3. Kälte | 5.5.3. Cooling
| 5.5.4. Gesamt | 5.5.4. Total
| 5.6. Menge auf dem Standort erzeugte und exportierte erneuerbare Energie: | 5.6. Amount of renewable energy generated and exported on site:
| 5.6.1. Strom | 5.6.1. Electricity
| 5.6.2. Wärme | 5.6.2. Heating
| 5.6.3. Kälte | 5.6.3. Cooling
| 5.6.4. Gesamt | 5.6.4. Total
| 5.7. Menge von genutzter gebäudefern erzeugter erneuerbarer Energie: | 5.7. Amount of off-site generated renewable energy consumed on site:
| 5.7.1. Elektrische Energie | 5.7.1. Electrical energy
| 5.7.2. Thermische Energie | 5.7.2. Thermal energy
| 5.8. Für Bezeichnung „Klimaneutral betriebenes Gebäude“: Qualität der Gebäudehülle gemäß EnEV/GEG eingehalten | 5.8. For the term “carbon neutral building”: Requirements for the quality of the building envelope are met
| 5.9. Für Bezeichnung „Klimaneutral betriebenes Gebäude“: Solarnutzungsgrad | 5.9. For the term "carbon neutral building": realised fraction of solar renewable potential
| 5.10. Für Bezeichnung „Klimaneutral betriebenes Gebäude“: Eigenversorgungsgrad | 5.10. For the term “carbon neutral building”: self-generated fraction of consumed final energy
| 6. Kommunikation bei erweitertem Bilanzrahmen und zukünftig relevante Informationen | 6. Communication when extended accounting scope and future relevant information
| 6.1. THG-Emissionen außerhalb des Bilanzrahmens: Mobilität | 6.1. GHG emissions outside the accounting scope: mobility
| 6.2. Weitere Treibhausgasemissionen außerhalb des Bilanzrahmens: | 6.2. Other greenhouse gas emissions outside the accounting scope:
| 6.3. Menge erworbener THG-Emissionszertifikate für das Gebäude (nicht anrechenbar) | 6.3. Amount of GHG emission certificates purchased for the building (not countable)
| 6.4. Angabe zur System-/Netzdienlichkeit | 6.4. Information on system/grid support
| 6.5. Einsatz klimaschädlicher Kältemittel | 6.5. Use of refrigerants
| 6.5.1. Kältemittel - Typ | 6.5.1. Refrigerant - type
| 6.5.2. Kältemittel - Menge | 6.5.2. Refrigerant - amount
| 6.5.3. Kältemittel - CO2-Faktor | 6.5.3. Refrigerant - CO2 factor
| 7. Bezeichnungen im Sinne des Rahmenwerks | 7. Terms in the sense of the Framework
| 7.1. „Klimaneutral betriebenes Gebäude/Standort“ | 7.1. "Carbon neutral operated building / site"
| 7.2. „Klimaneutral bis " | 7.2. „Carbon neutral until
| 7.3. „Klimaneutral erstelltes Gebäude“ | 7.3. „Carbon neutral created building / site“
PART 3 Climate Action Pass
| ANNEX 1: Emissionsfaktoren | ANNEX 1: Emission factors
| Energieträger | Energy source
| Referenzeinheit | Reference unit
| Anteil - EE [%] | Fraction - RE[%]
| Angabe Anbieter | information supplier
| Scopes | scopes
| Einordnung DGNB | classification DGNB
| Datenquelle | data source
| aus ANNEX 2 | from ANNEX 2
| Jahresspezifische CO2-Äquivalent [kgCO2eq/kWh] | Annual specific CO2 equivalent [kgCO2eq/kWh]
| Elektrische Energie - Drop-Down Auswahl | Electrical Energy - Drop-Down Selection
| Strom aus solarer Strahlungsenergie | Electricity from solar radiation energy
| Strom aus Windkraft | Electricity from wind power
| Ökostrom-Mix Berechnungsgrundlage prozentuale Zusammensetzung | Green Electricity-Mix: Calculation based on breakdown of energy mix (percentage)
| Geothermie | Geothermal energy
| Umweltwärme | Environmental heat
| Solarthermie | Solar thermal energy
| "Kälte" aus erneuerbaren Energien | Cooling source by renewable energy
| Strom aus Windkraft | Electricity from wind power
| Strom aus Wasserkraft | Electricity from hydropower
| Strom aus PV | Electricity from solar PV
| Strom aus Biomasse | Electricity from biomass
| Strom aus Biogas | Electricity from biogas
| Thermische Energie - Drop-Down Auswahl | Thermal Energy - Drop-Down Selection
| Wärme-Mix Deutschland (Quelle DGNB, 2018) | Heating-Mix Germany (source DGNB, 2018)
| Endenergie aus Hackschnitzeln | Final energy from wood chips
| Endenergie aus Holzpellets | Final energy from wood pellets
| Endenergie aus Biogas-Mix Deutschland Brennwert | Final energy from biogas-mix Germany, upper heating value
| Endenergie aus Biogas-Mix Deutschland Niedertemperatur | Final energy from biogas-mix Germany, lower heating value
| Endenergie aus Gas Brennwert | Final energy from gas, upper heating value
| Endenergie aus Gas Niedertemperatur | Final energy from gas, lower heating temperature
| Endenergie aus Öl Niedertemperatur und Brennwert | Final energy from oil, upper and lower heating value
| Endenergie Fernwärme aus Biogas (100%) | Final energy district heating from biogas (100%)
| Endenergie Fernwärme aus Biomasse (fest) | Final energy district heating from biomass (solid)
| Endenergie Fernwärme (120-400 kW) | Final energy district heating (120-400 kW)
| Endenergie Fernwärme (20-120 kW) | Final energy district heating (20-120 kW)
| Elektrische Energie | Electrical Energy
| Thermische Energie - Drop-Down Auswahl | Thermal Energy - Drop-Down Selection
| Konstruktion - 50 Jahre (Quelle DGNB, 2018) | Construction - 50 years (source DGNB, 2018)
ANNEX 1
| ANNEX 2: Spezifische Emissionsfaktoren | ANNEX 2: Specific emission factors
| In diesem Tabellenblatt werden individuelle anbieterspezifische Emissionsfaktoren eingetragen bzw. berechnet. Für die Daten ist ein individueller Nachweis gemäß Rahmenwerk notwendig. | In this worksheet individual supplier-specific emission factors are entered or calculated. An individual proof according to the Framework is necessary for the data.
| 1. Anbieterspezifischer Ökostrom-Mix | 1. Supplier-specific 'Green Electricity'-Mix
| 2. Projektspezifischer Emissionsfaktor | 2. Project-specific Emission factor
| 3. Anbieterspezifische Nah-/Fernwärme | 3. Supplier-specific District heating
| 4. Anbieterspezifische Nah-/Fernkälte | 4. Supplier-specific District cooling
| 1. Anbieterspezifischer Ökostrom-Mix | 1. Supplier-specific 'Green Electricity'-Mix
| Elektrische Energie - Drop-Down Auswahl | Electrical Energy - Drop-Down Selection (german default)
| Strom-Mix Deutschland | Electricity Mix Germany
| D) THG-Emissionen der Konstruktion | D) GHG emissions from construction
| Die Verwendung von anbieterspezifischen Emissionsfaktoren ist möglich, wenn die Methode zur Ermittlung der Faktoren konsistent zu den Konventionen gemäß Rahmenwerk ist und der tatsächlichen CO2-Intensität des Anbieters entspricht. Dabei ist zu beachten, dass etwaige Kompensationsmaßnahmen nicht bei der Ermittlung von anbieterspezifischen Emissions-faktoren im Hintergrund einbezogen wurden und damit indirekt in die Bilanz des Gebäudes eingehen. | The use of supplier-specific emission factors is possible if the method for determining factors is consistent with the conventions according to the Framework and corresponds to the actual CO2 intensity of the provider. It should be noted that any compensation measures were not included in the determination of supplier-specific emission factors in the background and are therefore indirectly reflected in the building's balance sheet.
| Ökostrom-Mix 1 (anbieterspezifisch) | 'Green Electricity'-Mix 1 (supplier-specific)
| Bezeichnung: | Product name:
| Lieferant: | Supplier:
| Eingabe Faktor: | Input factor:
| Nachweis: | Evidence:
| Spezifischer Emissionsfaktor: | Specific emission factor:
| CO2-Faktor: | CO2-factor:
| Datenquelle: | Data source:
| Prozentuale Zusammensetzung: | Percentage breakdown:
| Strom aus PV | Electricity from solar PV
| Strom aus Biomasse | Electricity from biomass
| Strom aus Biogas | Electricity from biogas
| Strom aus Windkraft | Electricity from wind power
| Strom aus Wasserkraft | Electricity from hydropower
| CO2-Faktor | CO2-factor
| z. B. Ökostrom-Mix Stadtwerke … | e.g. green-electricity mix of local utilitiy supplier
| Ökostrom-Mix 2 (anbieterspezifisch) | 'Green Electricity'-Mix 2 (supplier-specific)
| Ökostrom-Mix 3 (anbieterspezifisch) | 'Green Electricity'-Mix 3 (supplier-specific)
| Anteil Erneuerbare Energie | Share of renewable energy:
| z.B. Strom vom Nachbargrundstück | e.g. electricity from neighbouring property
| 2. Projektspezifischer Emissionsfaktor | 2. Project-specific emission factor
| Emissionsfaktor 1 (projektspezifisch) | Emission factor 1 (project-specific)
| Emissionsfaktor 2 (projektspezifisch) | Emission factor 2 (project-specific)
| Emissionsfaktor 3 (projektspezifisch) | Emission factor 3 (project-specific)
| 3. Anbieterspezifische Nah-/Fernwärme | 3. Supplier-specific district heating
| Nah-/Fernwärme 1 (anbieterspezifisch) | District heating 1 (supplier-specific)
| Nah-/Fernwärme 2 (anbieterspezifisch) | District heating 2 (supplier-specific)
| Nah-/Fernwärme 3 (anbieterspezifisch) | District heating 3 (supplier-specific)
| z. B. Fernwärme aus Netz … | e.g. district heating from the grid ...
| 4. Anbieterspezifische Nah-/Fernkälte | 4. Supplier-specific district cooling
| Nah-/Fernkälte 1 (anbieterspezifisch) | District cooling 1 (supplier-specific)
| Nah-/Fernkälte 2 (anbieterspezifisch) | District cooling 2 (supplier-specific)
| Nah-/Fernkälte 3 (anbieterspezifisch) | District cooling 3 (supplier-specific)
| z. B. Fernkälte aus Netz xyz … | e.g. district cooling from supplier xyz ...
ANNEX 2
| ANNEX 3: Teilenergiekennwerte | ANNEX 3: Partial energy values
| Quelle: | Source:
| DGNB in Zusammenarbeit mit | DGNB in cooperation with
| Institut für Wohnen und Umwelt (IWU) | Institut für Wohnen und Umwelt (IWU)
| Nr. | No.
| Nutzungszonen | Space type
| Einzelbüro | Single office
| Gruppenbüro | Group office
| Großraumbüro | Open-plan office
| Besprechung/Sitzungszimmer/Seminar | Meeting rooms
| Schalterhalle | Main hall / Lobby
| Einzelhandel/Kaufhaus (ohne Kühlprodukte) | Retail / Food store (without refrigerators)
| Einzelhandel/Kaufhaus (mit Kühlprodukten) | Retail / Food store (with refrigerators)
| Klassenzimmer (Schulen) | Classroom (schools)
| Hörsaal, Auditorium | Lecture halls / auditorium
| Bettenzimmer | Ward / Dorm
| Hotelzimmer | Hotel room
| Kantine (Essbereich) | Canteen (Eating area)
| Restaurant (Essbereich) | Restaurant (Eating area)
| Gewerbeküchen (Kochen mit Strom) | Catering kitchen (Cooking with electricity)
| Gewerbeküche - Vorbereitung, Lager | Catering kitchen (Preparation and storage)
| WC und Sanitärräume | Toilet and bathroom
| Sonstige Aufenthaltsräume | Other regularly occupied spaces
| Nebenflächen ohne Aufenthaltsräume | Auxiliary space (non-regularly occupied)
| Verkehrsfläche | Corridor / transition spaces
| Verkehrsfläche ohne Tageslicht | Corridor / transition spaces (without daylight)
| Lager | Storage
| Lager mit Leseaufgaben | Storage with reading space
| Serverraum in Rechenzentren | Server room in data centers
| Gewerbehalle (grobe Arbeiten) | Commercial halls (rough work)
| Gewerbehalle (feine Arbeiten) | Commercial halls (precision work)
| Zuschauerbereich | Audience area
| Theater - Foyer | Theater foyer
| Bühne | Stage
| Messe/Kongress | Fair/congress
| Ausstellungsräume und Museum | Exhibition rooms and museums
| Bibliothek - Lesesaal | Library - reading hall
| Bibliothek - Freihandbereich | Library - open access sections
| Bibliothek - Magazin und Depot | Library - storage and stock
| Sporthalle | Sports hall
| Parkhäuser/Tiefgaragen (Privatnutzung) | Car park / underground car park (private use)
| Parkhäuser/Tiefgaragen (öffentlich) | Car park / underground car park (public)
| Saunabereich | Sauna area
| Fitnessraum | Gym
| Labor | Laboratory
| Behandlungsraum | Examination / treatment room
| Spezialpflegebereiche | Special medical care areas
| Flure (Pflegebereich) | Corridors (medical care sector)
| Arztpraxen | Medical practices
| Lagerhalle | Warehouse
| Wohnen (EFH) | Residential (single-family house)
| Wohnen (MFH) | Residential (apartment building)
| Hauptnutzung | Main use
| Heizung | Heating
| Warmwasser | Hot water
| Beleuchtung | Lighting
| Luftförderung | Ventilation
| Kühlung | Cooling
| Arbeitshilfen | Plug-loads
| Wichtiger Hinweis zur Verwendung dieser Hilfsberechnung: | Important note about using this auxiliary calculation:
| In den Summenformeln (Spalten "L", "P" und "T") wird der Stromverbrauch aus Beleuchtung (Spalte "F"), Luftförderung (Spalte "G"), Kühlung (Spalte "H") und Arbeitshilfen ("Spalte I") berechnet. Falls der Stromverbrauch für Luftförderung und Kühlung bereits in den "Teilflächen/-verbräuchen mit verfügbaren Messdaten" beinhaltet ist, so können die Teilenergiekennwerte der Spalten "G" und "H" aus der Summenformel manuell entfernt werden. | In the formulas (columns "L", "P" and "T") the electricity consumption from lighting (column "F"), ventilation (column "G"), cooling (column "H") and user-energy/plug-loads ("column I") is calculated. If the electricity consumption for ventilation and cooling is already included in the general areas, the partial energy values in columns "G" and "H" can be omitted manually from the sum formulas.
| Teilfläche/-verbraucher 1 | Subarea / Consumer 1
| Teilfläche/-verbraucher 2 | Subarea / Consumer 2
| Teilfläche/-verbraucher 3 | Subarea / Consumer 3
| Nutzung: | Name for area:
| Methode: | Method:
| Fläche | Area
| Stromverbrauch | Electricity
| Wärmeverbrauch | Heating
| Summe | Total
ANNEX 3
| Teil 1b): Zuverlässigkeitseinstufung der Leistungsbewertung | Part 1b): Reliability rating of performance assessment
| In Anlehung an: Level(s) – Ein gemeinsamer EU-Rahmen zentraler Nachhaltigkeitsindikatoren für Büro- und Wohngebäude Teil 3: Durchführung von Leistungsbewertungen mithilfe von Level(s) / Seite 38-47 | Based on: Level(s) - A common EU framework of core sustainability indicators for office and residential buildings Part 3: How to make performance assessments using Level(s) / Page 35-43
| Hinweis zur Methodik: | Note about the method:
| Blaue Schrift: Erweiterung der Bewertungsmethodik von Level(s) durch die DGNB | Blue writing: Extension of the Level(s) assessment method by DGNB
| Die projektspezifische Ermittlung des Datenqualitätsindex (DQI) ist für die Zertifizierung verpflichtend. Der DQI hat keinen Einfluss auf die Bewertung und den Gesamterfüllungsgrad der Zertifizierung, sondern stellt lediglich eine Zusatzinformation zur Qualität der verwendeten Daten bei der CO2-Bilanzierung dar. Ziel ist die praktische Anwendung der im EU-Level(s)-System entwickelten Methoden, um Erfahrungswerte für deren Weiterentwicklung zu erfassen. | The project-specific assessment of the Data Quality Index (DQI) is mandatory for certification. The DQI has no influence on the rating and overall degree of fulfillment of the certification, but merely represents additional information on the quality of the data used in CO2 accounting. The aim is the practical application of the methods developed in the EU Level(s) system in order to gather empirical values for their further development.
| Datenqualitätsindex (DQI) | Data Quality Index (DQI)
| Ergebnis Gesamtbewertung | Overall result
| Ergebnis Einzelbewertung gemessene/berechnete Daten | Result of individual evaluation of measured/calculated data
| Rating 1 – Grundlage für die Leistungsbewertung (Qualität des verwendeten Berechnungsverfahrens für die Datenermittlung) | Rating 1 - Basis for performance assessment (quality of the calculation procedure used for data collection)
| Rating-Aspekt | Rating aspect
| 1.1 Technische Repräsentativität der Gebäudenutzungsmuster | 1.1 Technical representativeness of the building usage patterns
| 1.2. Technische Repräsentativität der Baustoffe und Gebäudetechnik | 1.2. Technical representativeness of the building materials and technical systems
| 2.1 Räumliche Repräsentativität der verwendeten Wetterdaten | 2.1 Geographical representativeness of the weather data used
| 2.2 Räumliche Repräsentativität der CO2-Faktoren | 2.2 Geographical representativeness of the CO2 factors
| 3.1 Zeitbezogene Repräsentativität des Berechnungsverfahrens | 3.1 Time representativeness of the calculation procedure
| 3.2 Zeitbezogene Repräsentativität der Versorgung mit erneuerbarer Energie | 3.2 Time representativeness of the energy supply by renewable energy
| Kurze Beschreibung des Aspekts | Brief description of the aspect
| Die Verwendung von Eingabedaten, die repräsentativ für die tatsächlichen Nutzungsbedingungen, Nutzungsmuster und das Nutzerverhalten sind. | The use of input data that is representative of the actual conditions of use, occupancy patterns and behaviour.
| Die Verwendung von Eingabedaten, die repräsentativ für die tatsächlichen Kennwerte der Baustoffe und der verwendeten Gebäudetechnik sind. | The use of input data that is representative of the actual performance characteristics of the building materials and building services.
| Die Verwendung von Wetterdaten, die möglichst repräsentativ für den Standort des Gebäudes sind. | The use of weather files that are as representative as possible of the location of the building.
| Die Verwendung von CO2-Faktoren, die möglichst repräsentativ für den Standort des Gebäudes sind. | The use of CO2-factors that are as representative as possible of the location of the building.
| Die Verwendung von Berechnungsverfahren, die möglichst repräsentativ für das dynamische Gebäudeverhalten sind. | The use of calculation procedures that are as representative as possible of the dynamic building performance.
| Die Verwendung von Berechnungsverfahren, die möglichst repräsentativ für die Optimierung von Energiebedarf und -versorgung sind. | The use of calculation procedures that are as representative as possible for the optimisation of supply and demand
| Teilbewertung Rating 1 | Sub-rating 1
| 1. Nutzungsmuster / Belegungsprofil | 1. Occupancy pattern / profile
| 2. Nutzungsdichte / Personenanzahl | 2. Density / number of people
| 3. Lüftungs- und Infiltrationsrate | 3. Ventilation and infiltration rates
| 4. Arbeitshilfen / Nutzerstrom | 4. Auxiliary energy use / plug-loads
| 5. Sollwert-Beleuchtungsstärke | 5. Lighting set points
| 6. Sollwert-Innenraumtemperatur | 6. Temperature set points
| 1. Bauteilaufbauten | 1. Composition of building components
| 2. Flächenanteil opaque/transparente Bauteile sowie Fensterrahmenanteil | 2. Area of opaque/transparent components and frame fraction
| 3. Thermische Masse | 3. Thermal mass
| 4. Sonnenschutzsystem | 4. Shading system
| 5. Teillastverhalten der Wärme- und Kälteversorgung | 5. Part load behavior of the heating and cooling system
| 6. Reaktionsverhalten des Heiz- und Kühlsystems / Nachtabsenkung | 6. Response behaviour of the heating and cooling system / night setback
| Bewertungsskala: Pro Aspekt können 1/3 Bewertungspunkte eingetragen werden (z.B. 2 Aspekte erfüllt = 0,67 Bewertungspunkte). | Rating scale: 1/3 evaluation points can be entered per aspect (e.g. 2 aspects fulfilled = 0.67 evaluation points).
| Bewertungsskala: Pro Aspekt können 1/3 Bewertungspunkte eingetragen werden (z.B. 2 Aspekte erfüllt = 0,67 Bewertungspunkte). | Rating scale: 1/3 evaluation points can be entered per aspect (e.g. 2 aspects fulfilled = 0.67 evaluation points).
Quelle für europäische TMY-Wettderdaten (Typical Meteorological Year): http://re.jrc.ec.europa.eu/tmy.html
| Rating 2 – Technische Kompetenzen | Rating 2 – Professional capabilities
| Rating-Aspekt | Rating aspect
| Technische Kompetenz des die Bewertung durchführenden Personals | Technical capability of the personnel carrying out the assessment
| Anforderungen an die formale Ausbildung entsprechend EDL-G bzw. EnEV/GEG | Requirements on formal education according EDL-G respectively EnEV/GEG
| "grundlegend" ist < 3 Jahr ¦ "fortgeschritten" ist < 5 Jahre ¦ "umfassend" ist > 5 Jahre | "basic" is < 3 year ¦ "advanced" is < 5 years ¦ "comprehensive" is > 5 years
| Teilbewertung Rating 2 | Sub-rating 2
| Rating 3 – Unabhängige Überprüfung | Rating 3 – Independent verification
| Rating-Aspekt | Rating aspect
| Unabhängige Überprüfung der Bewertung | Independent verification of the assessment
| Teilbewertung Rating 3 | Sub-rating 3
| Zuverlässigkeitsgrad | Degree of reliability
| (spiegelt den Grad der Repräsentativität wider) | (reflects the degree of representativeness)
| (spiegelt den Grad der Kompetenz wider) | (reflects the level of capability)
| (spiegelt den Grad der unabhängigen Überprüfung wider) | (reflects the level of independent verification)
| Gering | Low
| Mittel | Medium
| Hoch | High
| Berechnungsverfahren erfüllt 0 von 6 Aspekten | Calculation procedure fulfills 0 out of 6 aspects
| Berechnungsverfahren auf Basis von Jahresdaten | Calculation procedure based on annual data
| Berechnungsverfahren erfüllt 3 von 6 Aspekten | Calculation procedure fulfills 3 out of 6 aspects
| Nationaler Referenz-Wetterdatensatz (TRY) | National reference weather data (TMY)
| Regionaler Referenz-Wetterdatensatz (TRY) | Regional reference weather data (TMY)
| Generischer CO2-Faktor (nicht gemäß DGNB Rahmenwerk) | Generic CO2-factor (not according DGNB Framework)
| Generischer CO2-Faktor (gemäß DGNB Rahmenwerk) | Generic CO2-factor (according DGNB Framework)
| Berechnungsverfahren auf Basis von Monatsdaten | Calculation procedure based on monthly data
| Berechnungsverfahren erfüllt 6 von 6 Aspekten | Calculation procedure fulfills 6 of 6 aspects
| Lokaler Referenz-Wetterdatensatz (TRY) | Local reference weather data (TMY)
| Berechnungsverfahren auf Basis von Stundendaten (oder kleineren Zeitschritten) | Calculation procedure based on hourly data (or sub-hourly data)
| Gemessene Daten | Measured data
| Gemessene Daten | Measured data
| Kein nationaler CO2-Faktor verfügbar | No national CO2 factor available
| Spezifischer CO2-Faktor (gemäß DGNB Rahmenwerk) | Specific CO2-factor (according DGNB Framework)
| Gemessene Daten | Measured data
| Keine formale Ausbildung und grundlegende Erfahrung mit der Anwendung der Berechnungsmethode/ Verbrauchsdatenerfassung | No formal training and basic experience in using the calculation method
| Formale Ausbildung oder fortgeschrittene Erfahrung mit der Anwendung der Berechnungsmethode/ Verbrauchsdatenerfassung | Formal training or advanced applied experience in using the calculation method
| Formale Ausbildung und fortgeschrittene Erfahrung mit der Anwendung der Berechnungsmethode/ Verbrauchsdatenerfassung | Formal training and advanced applied experience in using the calculation method
| Formale Ausbildung und umfassende Erfahrung mit der Anwendung der Berechnungsmethode/ Verbrauchsdatenerfassung | Formal training and comprehensive applied experience in using the calculation method
| Projektspezifische Ermittlung des Datenqualitätsindex (DQI) | Project-specific assessment of the Data Quality Index (DQI)
| Berechnete Daten | Calculated data
| Gemessene Daten | Measured data
| Flächen- anteil | Area proportion
| METHODE zur Ermittlung des Datenqualitätsindex (DQI) | METHOD for determining the Data Quality Index (DQI)
| Rating 1 – Grundlage für die Leistungsbewertung (Qualität der verwendeten Berechnungsmethodik für die Datenermittlung) | Rating 1 - Basis for performance evaluation (quality of the methodology used for data calculation).
| Bewertung der technischen Repräsentativität der Gebäudenutzungsmuster (1.1) | Assessment of the technical representativeness of the building usage patterns (1.1)
| Aspekte zur Bewertung der Berechnungsmethode bezüglich der Anpassung an die tatsächliche Nutzung | Aspects for the evaluation of the calculation method regarding adjustments to represent the actual building use
| Aspekt nicht erfüllt | Aspect not fulfilled
| Aspekt erfüllt | Aspect fulfilled
| Standardnutzungsprofil der verwendeten Software bzw. Standardparameter gemäß eines zu Grunde gelegten Verfahrens oder Norm | Standard usage profile of the software used or standard parameters according to an underlying procedure or standard
| Anpassung an tatsächliche Nutzung ist möglich und wurde bestmöglich durchgeführt (gemäß der unter 3.1 + 3.2 ausgewählten zeitbezogenen Repräsentativität) | Adjustment to actual usage is possible and has been performed to the best possible extent (according to the time representativeness selected in 3.1 + 3.2)
| Bewertung der technischen Repräsentativität der Baustoffe und Gebäudetechnik (1.2) | Assessment of the technical representativeness of the building materials and building services (1.2)
| Keine Anpassung möglich oder Standardwerte | No adjustment possible or default values
| Anpassung an tatsächliche Konstruktion ist möglich und wurde bestmöglich durchgeführt (z.B. über Bauteilkatalog) | Adjustment to actual construction is possible and has been carried out as good as possible (e.g. by catalog of components)
| Anpassung an tatsächliche Bauteilflächen ist möglich und wurde bestmöglich durchgeführt (z.B. über Bauzeichnungen/-aufmaß) | Adjustment to actual component areas is possible and has been carried out as good as possible (e.g. by construction drawings/measurement)
| Anpassung an tatsächliche Bauteilparameter ist möglich und wurde bestmöglich durchgeführt (z.B. über Bauteilkatalog / dynamische Berücksichtigung gemäß der unter 3.1 + 3.2 ausgewählten zeitbezogenen Repräsentativität) | Adaptation to actual component parameters is possible and has been carried out as good as possible (e.g. by component catalog / dynamic consideration according to the time representativeness selected under 3.1 + 3.2)
| Anpassung an tatsächliche Bauteilparameter ist möglich und wurde bestmöglich durchgeführt (dynamische Berücksichtigung gemäß der unter 3.1 + 3.2 ausgewählten zeitbezogenen Repräsentativität) | Adaptation to actual component parameters is possible and has been carried out as good as possible (dynamic consideration according to the time representativeness selected under 3.1 + 3.2)
| Anpassung an tatsächliche Teillastparameter ist möglich und wurde bestmöglich durchgeführt (z.B. über Berücksichtigung einer Kennlinie für den Teillastbetrieb) | Adaptation to actual part-load parameters is possible and has been carried out as best as possible (e.g. by consideration of a characteristic curve for part-load operation)
| Anpassung an tatsächliches Verhalten der Heiz-/Kühlsysteme ist möglich und wurde bestmöglich durchgeführt (z.B. über geeignete Modellierung / dynamische Berücksichtigung gemäß der unter 3.1 + 3.2 ausgewählten zeitbezogenen Repräsentativität) | Adaptation to actual behavior of heating/cooling systems is possible and has been carried out as good as possible (e.g. by suitable modeling / dynamic consideration according to the time representativeness selected under 3.1 + 3.2)
| Bewertung der räumlichen Repräsentativität der verwendeten Wetterdaten (2.1) | Assessment of the geographical representativeness of the weather data used (2.1)
| Verwendung von Testreferenzjahr-Wetterdaten, die repräsentativ auf nationaler Ebene sind. | Use of test reference year weather data that is representative at the national level.
Deutschland: gemäß Gebäudeenergiegesetz (GEG) gilt der Wetterdatensatz Potsdam als nationaler TRY-Datensatz
| Verwendung von Testreferenzjahr-Wetterdaten, die repräsentativ auf regionaler Ebene sind (charakteristische Klimazonen). | Use of test reference year weather data that are representative at the regional level (characteristic climate zones).
Deutschland: DWD-Wetterdatensätze teilen Deutschland in 15 TRY-Klimaregionen mit je einer Repräsentanzstation
| Verwendung von Testreferenzjahr-Wetterdaten, die ortsgenau auf Basis von stations- und satellitenbasierten Messdaten sowie Modelldaten hergeleitet werden. | Use of test reference year weather data derived with local accuracy based on station- and satellite-based measurement data as well as model data.
Deutschland: weitere Informationen siehe www.dwd.de/DE/leistungen/testreferenzjahre/testreferenzjahre.html
| Verwendung von ortsgenauen, gemessenen Wetterdaten des betrachteten Jahres | Use of on site measured weather data of the considered year
| Daten für mindestens Temperatur, Feuchte und Strahlung entweder durch eigene Datenerfassung oder geeignete externe Datenerfassung wie z. B. openweathermap.org | Data for at least temperature, humidity and radiation either by own data collection or suitable external data collection like e.g. openweathermap.org
| Bewertung der räumlichen Repräsentativität der CO2-Faktoren (2.2) | Assessment of the geographical representativeness of the CO2 factors (2.2)
| Keine nationalen CO2-Faktoren verfügbar | No national CO2 factors available
| Es sind keine nationalen CO2-Faktoren verfügbar und es werden ersatzweise CO2-Faktoren aus Datenbanken anderer Länder verwendet | No national CO2 factors are available and CO2 factors from databases of other countries are used instead
| Generischer CO2-Faktor (nicht gemäß DGNB Rahmenwerk) | Generic CO2 factor (not according to DGNB Framework)
| Verwendung generischer CO2-Faktoren, die die nationalen Stoffströme repräsent-ieren. Diese entsprechen jedoch nicht der Methodik gemäß DGNB Rahmenwerk. | Generic CO2 factors representing national material flows. However, these do not correspond to the methodology according to the DGNB Framework.
| Generischer CO2-Faktor (gemäß DGNB Rahmenwerk) | Generic CO2 factor (according to DGNB Framework)
| Verwendung generischer CO2-Faktoren, die die nationalen Stoffströme repräsentieren. Diese entsprechen der Methodik gemäß DGNB Rahmenwerk. | Generic CO2 factors representing national material flows. These correspond to the methodology according to the DGNB Framework.
| Spezifischer CO2-Faktor (gemäß DGNB Rahmenwerk) | Specific CO2 factor (according to DGNB Framework)
| Verwendung spezifischer CO2-Faktoren, bei Ökostrom, Nah-/Fernwärme und Nah-/Fernkälte. Für alle anderen Energieträger können generische Faktoren verwendet werden. Diese entsprechen der Methodik gemäß DGNB Rahmenwerk. | Specific CO2 factors, for green electricity, district heating and cooling. For all other energy sources, generic factors can be used. These correspond to the methodology according to the DGNB Framework.
| Bewertung der zeitbezogenen Repräsentativität der Berechnungsmethode (3.1) | Assessment of the time representativeness of the calculation method (3.1)
| Das Berechnungsverfahren zur Ermittlung des Energiebedarfs basiert auf einem Jahresbilanz-Verfahren | The calculation procedure for determining the energy demand is based on an annual balance method
| Das Berechnungsverfahren zur Ermittlung des Energiebedarfs basiert auf einem Monatsbilanz-Verfahren | The calculation procedure for determining the energy demand is based on a monthly balance method
| Das Berechnungsverfahren zur Ermittlung des Energiebedarfs basiert auf einem Bilanz-Verfahren mit stündlichem oder kleinerem Zeitschritt | The calculation procedure for determining the energy demand is based on a balance method with (sub)hourly time step
| Die Daten wurden wurden nicht berechnet, sondern wurden mittels Messung des tatsächlichen Energieverbrauchs ermittelt | The data were not calculated, but were obtained by measuring the actual energy consumption
| Bewertung der zeitbezogenen Repräsentativität der Versorgung mit erneuerbarer Energie (3.2) | Evaluation of the time representativeness of the renewable energy supply (3.2)
| Das Berechnungsverfahren der Energieversorgung mit erneuerbarer Energie basiert auf Jahreskennwerten. | The calculation procedure of energy supply with renewable energy is based on annual parameters.
| Das Berechnungsverfahren der Energieversorgung mit erneuerbarer Energie basiert auf Monatskennwerten. | The calculation procedure of energy supply with renewable energy is based on monthly parameters
| Das Berechnungsverfahren der Energieversorgung mit erneuerbarer Energie basiert auf Stundenkennwerten (oder kleinere Zeitschritte). | The calculation procedure of energy supply with renewable energy is based on (sub)hourly parameters
| Die Daten wurden wurden nicht berechnet, sondern wurden mittels Messung der tatsächlichen Versorgungssysteme ermittelt | The data is not calculated, but is obtained by measuring the actual supply systems
| 4.1 Methodische Repräsentativität des Berechnungsverfahrens | 4.2 Methodological representativeness of the calculation procedure
| Die Verwendung von Berechnungsverfahren mit wissenschaftlicher Grundlage und Validierung. | The use of calculation procedures with scientific basis and validation.
| Bewertung der methodischen Repräsentativität des Berechnungsverfahrens (4.1) | Evaluation of the methodological representativeness of the calculation procedure (4.1)
| Keine wissenschaftliche Grundlage | No scientific basis
| Wissenschaftlich fundiertes Verfahren | Scientifically based procedure
| Validiert nach etablierten Verfahren | Validated according to established procedures
| Gemessene Daten | Measured data
| 4.2 Methodische Repräsentativität des Bilanzierungsrahmens | 4.2 Methodological representativeness of the accounting scope
| Die Verwendung eines Berechnungsverfahrens mit umfassendem Bilanzrahmen | The use of a calculation procedure with comprehensive accounting scope
| Bewertung der methodischen Repräsentativität des Bilanzrahmens (4.2) | Evaluation of the methodological representativeness of the accounting scope (4.2)
| Daten mit Bilanzrahmen außerhalb etablierter Normen und Standards | Data in the accounting scope not following established standards
| Daten im Bilanzrahmen etablierter Normen und Standards | Data in the accounting scope following established standards
| Berechnete Daten im Bilanzrahmen gemäß DGNB Rahmenwerk | Calculated data in the accounting scope according to DGNB Framework
| Gemessene Daten im Bilanzrahmen gemäß DGNB Rahmenwerk | Measured data in the accounting scope according to DGNB Framework
| Das Berechnungsverfahren basiert nicht auf etablierten Normen oder wissenschaftlichen Grundlagen mit fundierten etablierten Studienergebnissen | The calculation procedure is not based on established standards or scientific principles with established study results
| Das Berechnungsverfahren basiert auf etablierten Normen oder wissenschaftlichen Grundlagen mit fundierten etablierten Studienergebnissen | The calculation procedure is based on established standards or scientific principles with established study results
| Das Berechnungsverfahren ist validiert nach den Normen EN ISO 52016-1, EN 15265 oder ASHRAE 140 (oder vergleichbar) | The calculation procedure is validated according to the standards EN ISO 52016-1, EN 15265 or ASHRAE 140 (or comparable)
| Gemessende Daten | Measured data
| Die Daten sind nicht im Bilanzrahmen etablierter Normen berechnet | The data is not calculated in the accounting scope of established standards
| Die Daten sind im Bilanzrahmen etablierter Normen berechnet (z.B. gemäß EnEV/GEG ohne Nutzerstrom) | The data is calculated in the accounting scope of established standards (e.g. plug-loads not included)
| Die Daten sind im Bilanzrahmen gemäß DGNB Rahmenwerk berechnet | The data is calculated in the accounting scope according to DGNB Framework
| Die Daten sind nicht berechnet, sondern mittels Messung des tatsächlichen Energieverbrauchs im Bilanzrahmen gemäß DGNB Rahmenwerk ermittelt | The data is not calculated, but determined by measuring the actual energy consumption in the accounting scope according to DGNB Framework
| Rating 2 – Berufliche Kompetenz | Rating 2 - Professional capabilities
| Formale Ausbildung | Formal training
| Umfang der Erfahrung | Technical experience
| Rating 3 – Unabhängige Überprüfung | Rating 3 - Independent verification
| Unabhängige Überprüfung | Independent verification
| Bewertung der Art der Qualitätssicherung | Evaluation of the type of quality assurance
| Selbsteingabe der Ergebnisse der Leistungsbewertung | Self-declaration of the performance assessment results
| Interne Überprüfung der Eingabedaten und Berechnungsschritte | Internal verification of input data and calculation steps
| Prüfung und Verifizierung der Berechnungsschritte durch Dritten | Check and verification of the calculation steps by third party
| Prüfung und Verifizierung der Eingabedaten und Berechnungsschritte durch Dritten | Check and verification of the input data and calculation steps by third party
| (Erfüllt durch DGNB Zertifizierung Gebäude im Betrieb, V2020) | (met by DGNB certification Building in Use Version 2020)
| Es erfolgt keine Überprüfung durch weitere Personen | There is no review by other persons
| Es erfolgt eine Überprüfung durch weitere interne Person(en) | There is a verification by other internal person(s)
| Die Berechnungsschritte werden durch weitere Person(en) überprüft. Diese können interne oder externe Personen sein, ausschlaggebend ist die Unabhängigkeit (wirtschaftlich unabhängig und nicht weisungsgebunden). | The calculation steps are verified by other person(s). These can be internal or external persons, the decisive factor is independence (economically independent and not bound by instructions).
| Die Berechnungsschritte und Eingabedaten werden durch eine weitere Person oder Personen überprüft. Diese können interne oder externe Personen sein, ausschlaggebend ist die Unabhängigkeit (wirtschaftlich unabhängig und nicht weisungsgebunden). | The input data and calculation steps are verified by other person(s). These can be internal or external persons, the decisive factor is independence (economically independent and not bound by instructions).
ANNEX 4
| ANNEX 5: Bilanzgrenze und Begriffe | ANNEX 5: System boundary and definition of terms
| Darstellung der Bilanzgrenze ¦ Begriffsdefinitionen zu Erneuerbarer Energie nach EnEV/GEG: | Illustration of the system boundary ¦ Definition of terms for renewable energy sources according to EnEV / GEG (German Energy Code)
| Begriffsdefinitionen zur Bilanzierung von Endenergien nach DIN V 18599-1: 2018-09 | Definition of terms for final energy according to DIN V 18599-1: 2018-09
ANNEX 5
Note on B161: Angabe nur bei Bilanzrahmen Betrieb und Konstruktion notwendig.

## Variablen (hidden)
Textbausteine
Variablen für Formeln
Notation für Variablen
1="JA"
0="NEIN"
Bezeichnung-Zelle
Allgemeine Textbausteine
Select energy source |  | AuswahlEtr
no net floor space |  | TextNRF
Calculation in ANNEX 2 |  | TextAx2
Calculation in ANNEX 3 |  | TextAx3
Calculation in ANNEX 4 |  | TextDQI
YES |  | Y
NO |  | N
Please enter in project data |  | EingabePd
Target date reached |  | TextZiel
non applicable |  | Textna
Please enter in condition survey |  | TextDaten
Please enter in CAR |  | TextKSFP
Energy source not used this year |  | TextAusEtr
CAR started in year |  | TextStKSFP
currently no input necessary |  | TextLcaDQI
Projektdaten
Anwendung Tool
CO2 accounting (1 year measured data)
DGNB System Buildings In Use (3 years measured data)
Anwendung GIB? | 0 | GIB
Bilanzrahmen
Accounting scope "Operation"
Accounting scope "Operation and Construction"
Anwendung BBK? | 0 | BBK
Angaben
Angabe NRF? | 0 | AngabeNRF
NRF | 0 | NRF
Angabe LCA? | 0 | AngabeLCA
TEIL 1 Zustandsermittlung
Inhaltliche Mindestanforderungen KP
Requirement fulfilled
Requirement not fulfilled
TEIL 2a KSFP Maßnahmen
Handlungsfelder
Local context
Building energy
User energy
Supply systems
Renewable energy
measured |  | Messen
planned |  | Plan
this year |  | aktJahr
Zeitraum
Jahr Start KSFP | 2020 | StartjahrKSFP
Jahr Klimaneutralität KSFP | 2050 | ZieljahrKSFP
TEIL 3 Klimaschutzausweis
Unterschreitung des THG-Emissions-Grenzwerts
Jahr x | 2019
Grenzwert im Jahr x | CAR started in year 2020 | JahrGrenzwert
THG-Emissionen im Jahr x | CAR started in year 2020 | JahrEmission
Budgeteinhaltung gemäß Klimaschutzfahrplan
Grenz-Budget bis Jahr x | CAR started in year 2020 | BudgetGrenzwert
Verbrauchtes Budget bis Jahr x | CAR started in year 2020 | BudgetEmission
Datenquelle
Yes
No
ANNEX 2 Spezifische Faktoren
Ökostrom-Mix Faktor Berechnung
Specific emission factor |  | Spezifisch
Percentage composition |  | Prozentual
Input not equal to 100%. |  | NichtGleich
ANNEX 3 Teilenergiekennwerte
Ökostrom-Mix Faktor Berechnung
Electricity consumption
Heat consumption
Electricity and heat consumption